{"text_format":"1","workbook":"xlsx","n_sheets":5,"sheets":["Formeln","Tabellen Deutschland","Tabellen Luxembourg","Tabellen Frankreich","Tabellen Belgien"],"not_rendered":{"charts":0,"images":934,"macros":1,"external_links":0,"defined_names":4,"comments":2,"pivot_tables":0},"unopened":[],"bounds":{"document_bytes":16777216,"sheet_cells":100000,"rows_first":2000,"rows_last":500,"rows_between":2000,"halvings":0,"cell_chars":16384,"cell_head_chars":4096},"cells_cut":0,"cells_raw":0,"read":"whole","date_system":"1900"}

{"sheet":"Formeln","index":0,"n_rows":564,"n_cols":9,"rows_kept":564,"cut":false,"hidden":false,"merged":[[505,0,510,0],[512,0,514,0],[504,0,504,1],[511,0,511,1],[543,6,550,6],[552,6,556,6],[537,0,557,0],[83,6,89,6],[507,1,508,1],[509,1,510,1],[465,1,469,1],[471,1,475,1],[477,1,481,1],[304,1,317,1],[319,1,325,1],[327,1,358,1],[360,1,379,1],[381,1,387,1],[204,0,459,0],[461,0,463,0],[461,1,463,1],[272,1,302,1],[461,2,463,2],[501,1,503,1],[46,6,47,6],[49,6,52,6],[43,6,44,6],[149,6,150,6],[146,6,147,6],[165,0,168,0],[165,1,166,1],[167,1,168,1],[165,6,166,6],[167,6,168,6],[116,1,120,1],[122,1,123,1],[122,2,123,2],[146,1,147,1],[149,1,150,1],[146,4,147,4],[149,4,150,4],[41,1,44,1],[41,4,44,4],[54,4,55,4],[36,0,44,0],[49,4,52,4],[45,2,45,3],[74,1,76,1],[191,2,192,2],[194,2,195,2],[197,1,198,1],[197,2,198,2],[200,1,202,1],[200,2,202,2],[464,0,464,1],[460,0,460,1],[420,1,421,1],[420,2,421,2],[423,1,425,1],[423,2,425,2],[427,1,459,1],[465,0,503,0],[204,1,241,1],[243,1,262,1],[264,1,270,1],[483,1,487,1],[489,1,493,1],[495,1,499,1],[397,1,402,1],[169,0,169,1],[185,1,186,1],[191,1,192,1],[194,1,195,1],[132,4,144,4],[122,4,123,4],[111,1,114,1],[151,0,151,1],[152,0,163,0],[152,1,154,1],[156,1,158,1],[160,1,163,1],[160,2,163,2],[103,0,150,0],[160,4,163,4],[185,2,186,2],[188,1,189,1],[188,2,189,2],[170,2,171,2],[173,1,174,1],[173,2,174,2],[176,1,177,1],[176,2,177,2],[179,1,180,1],[179,2,180,2],[182,1,183,1],[182,2,183,2],[35,0,35,1],[45,0,45,1],[46,0,55,0],[36,1,39,1],[36,2,39,2],[91,0,101,0],[103,1,104,1],[103,2,104,2],[91,4,92,4],[97,4,98,4],[100,4,101,4],[57,0,72,0],[57,1,62,1],[57,2,59,2],[69,1,72,1],[69,2,72,2],[57,4,72,4],[83,0,89,0],[74,0,81,0],[87,1,89,1],[90,0,90,1],[83,1,85,1],[91,2,92,2],[91,1,92,1],[0,1,0,9],[20,4,25,4],[5,1,6,1],[10,1,13,1],[15,1,18,1],[20,1,25,1],[33,1,34,1],[33,4,34,4],[2,0,2,1],[26,0,26,1],[3,0,25,0],[27,2,28,2],[30,2,31,2],[27,0,34,0],[27,1,28,1],[30,1,31,1],[10,4,13,4],[5,8,6,8],[15,4,18,4],[10,6,13,6],[5,6,6,6],[74,2,76,2],[56,0,56,1],[46,1,47,1],[60,2,62,2],[36,4,39,4],[73,0,73,1],[46,4,47,4],[46,2,47,2],[49,1,52,1],[49,2,52,2],[54,1,55,1],[41,2,44,2],[46,8,47,8],[389,1,395,1],[404,1,410,1],[412,1,418,1],[205,4,206,4],[190,0,190,1],[191,0,202,0],[203,0,203,1],[102,0,102,1],[126,2,127,2],[129,2,130,2],[132,1,144,1],[132,2,144,2],[146,2,147,2],[149,2,150,2],[170,0,189,0],[74,4,81,4],[100,8,101,8],[58,8,59,8],[63,8,64,8],[170,1,171,1],[74,8,81,8],[94,1,95,1],[91,8,92,8],[94,8,95,8],[97,8,98,8],[125,1,130,1],[83,2,85,2],[87,2,89,2],[83,4,89,4],[82,0,82,1],[100,1,101,1],[100,2,101,2],[97,1,98,1],[125,8,130,8],[83,8,89,8],[103,4,109,4],[111,4,114,4],[116,4,120,4],[125,4,130,4],[78,2,79,2],[78,1,81,1],[106,1,109,1],[516,0,535,0],[36,8,39,8],[41,8,44,8],[33,8,34,8],[69,8,72,8],[152,2,154,2],[156,2,158,2],[156,4,158,4],[207,8,212,8],[333,8,338,8],[342,8,343,8],[339,8,341,8],[344,8,345,8],[346,8,350,8],[353,8,358,8],[220,8,221,8],[222,8,223,8],[224,8,231,8],[103,8,109,8],[111,8,120,8],[122,8,123,8],[245,8,246,8],[251,8,252,8],[308,8,309,8],[280,8,281,8],[234,8,241,8],[300,8,302,8],[404,2,410,2],[260,8,262,8],[377,8,379,8],[327,8,328,8],[362,8,363,8],[368,8,369,8]]}
[null,"Berechnungsmethodik"]
[null,null,"Deutschland (EnEV2014)",null,"Luxemburg (RGD 2012)",null,"Frankreich (RT2012)",null,"Belgien (Wallonie) - Basis EEW-Methode 2018/Erlass vom 15.Mai2014"]
["Schritt 1",null,null,null,"Ergänzung von 2019 fehlt",null,null,null,"Ergänzung von 2017 fehlt! Vereinfachter Ansatz dargestellt"]
["Flächen und Rauminhalte","Gebäudehüllfläche",null,null,null,null,null,null,"AT,E\nGesamtfläche aller Wände"]
[]
[null,"Bruttovolumen","Ve = beheiztes Gebäudevolumen",null,"Ve = beheiztes Gebäudevolumen"]
[null,null,"(von A umschlossenes Volumen)",null,"(von A umschlossenes Volumen)"]
[]
[null,"Verhältnis der \nGebäudehüllfläche zum beheizten Bruttogebäude-\nvolumen",null,null,null,null,null,null,"Kompaktheit\n\n(VPER/AT,E)\n"]
[]
[null,"Gebäudenutzfläche","AN = 0,32 m-1 * Ve",null,null,null,null,null,"Ach "]
[null,null,"alle übrigen Geschosshöhen",null,null,null,null,null,"gesamte beheizte oder klimatisierte Bodenfläche"]
[null,null,"AN = (1/hG – 0,04 m-1) * Ve  ",null,null,null,null,null,"AT,E"]
[null,null,"Geschosshöhe > 3,00 m oder < 2,50 m",null,null,null,null,null,"Gesamtfläche aller Wände"]
[]
[null,"Beheiztes\nLuftvolumen\n(Nettovolumen)","V=0,76*Ve in m3 "]
[null,null,"Wohngebäuden bis zu 3 Vollgeschosse"]
[null,null,"V=0,80*Ve in m3 "]
[null,null,"in den übrigen Wohngebäude",null,null,null,null,null,"das Gesamtvolumen der EEW-Einheit"]
[]
[null,"Nettogrundfläche","ANFG = 1,1 * AWohn",null,"Die Nettogrundfläche NGF ist der Teil der Geschossfläche GF zwischen den umschließenden oder innenliegenden Konstruktionsbauteilen..."]
[null,null,"für alle Wohngebäude"]
[null,null,"ANFG = 1,1/1,35 *AN"]
[null,null,"für Einfamilienhäuser mit beheiztem Keller"]
[null,null,"ANFG = 1,1/1,2 * AN"]
[null,null,"Für Einfamilienhäuser ohne beheizten Keller \nsowie Mehrfamilienhäuser"]
["Schritt 2",null,null,null,null,null,null,null," "]
["U-Werte","Wände, Decken- und\n Bodenplatten"]
[]
[]
[null,"Fenster"]
[]
[]
[null,"Temperaturkorrektur-\nfaktor Fx","Tabelle nach DIN 4108-6",null,"Tabelle Temperaturkorrekturfaktor Fϑ",null,null,null,"Verweis auf andere Verordnung\nAnlage B1"]
[null,null,"Tabelle nach DIN V 18599-2:2016-10"]
["Schritt 3"]
["Wärmebrückenzuschlag","Wärmetransfer-\nkoeffizient bei\n Außenbauteilen mit\n pauschalem\n Wärmebrückenansatz",null,null,null,null,null,null,"Verweis auf andere Verordnung\nAnlage B2"]
[]
[null,null,null,null,null,null,"vernachlässigbar"]
[]
[]
[null,"Wärmetransfer-\nkoeffizient bei \nAußenbauteilen mit \ndetaillierter \nBerechnung der \nzweidimensionalen \nWärmebrücke",null,null,null,null,null,null,"Verweis auf andere Verordnung\nAnlage B2"]
[]
[]
[]
["Schritt 4"]
["Berechnung von H'T,vorh","Transmissionswärme-\nverlust [W/K]"]
[]
[]
[null,"spez. Transmissions-\nwärmeverlust [W/m²K]"]
[]
[]
[]
[]
[null,"EnEV-Nachweis",null,null,"Alternativ zu führen wenn einzelne max. U-Werte bei \nder Erweiterung eines Gebäudes unterschritten werden"]
[]
["Schritt 5"]
["Lüftungswärmeverluste","Lüftungswärme-\nsenken \nnach DIN 18599",null,null,null,null,null,null,"Für die Heizungsberechnung"]
[]
[]
[null,null,null,null,null,null,null,null,"Für die Kühlungsberechnung"]
[]
[]
[null,null,null,null,null,null,null,null,"Für die Berechnung des Indikators für die \nÜberhitzungsgefahr (inklusive einem Anteil für Fensteröffnen im Sommer bei Überhitzungsgefahr)"]
[]
[]
[]
[]
[]
[null,"Lüftungswärme-\nverlust \nnach DIN 4108-6",null,null,null,null,"Lüftungswärmeverlust",null,"Lüftungswärmeverluste durch Infiltration\n\n\n\n\n\n\nmit V50 = realer Messwert oder pauschalem Ansatz"]
[]
[]
[null,null,null,null,null,null,"Infiltrationsverlust"]
["Schritt 6"]
["solare Wärmequellen","solare Wärmegewinne\nnach DIN 18599\n[Wh]"]
[]
[]
[]
[null,"solarer Wärmestrom \nnach DIN 4108-6\n[W]"]
[]
[null,null,"effektive Kollektorfläche"]
[]
["Schritt 7"]
["interne Wärmequellen","interne\n Wärmegewinne\nnach DIN 18599\n[Wh/d]",null,null,"[kWh]",null,"Scénarios conventionnels définis au\n niveau des locaux"]
[]
[]
[]
[null,"interne\nWärmegewinne\nnach DIN 4108-6\n[W]"]
[]
[]
["Schritt 8"]
["wirksame Wärmespeicherfähigkeit","leichte Gebäude"]
[]
[]
[null,"wenig schwere\nGebäude"]
[]
[]
[null,"mittelschwere \nGebäude"]
[]
[]
[null,"schwere Gebäude"]
[]
["Schritt 9a"]
["Monatsbilanzverfahren","monatliche\nTransmissionswärme-\nverluste QT"]
[]
[]
[null,"monatliche\nLüftungswärme-\nverluste QV","nach DIN 18599"]
[]
[null,null,"nach DIN 4108-6"]
[]
[]
[null,"monatliche\ninterne\nWärmegewinne QI","nach DIN 18599"]
[]
[null,null,"nach DIN 4108-6"]
[]
[]
[null,"monatliche\nsolare\nWärmegewinne QS","nach DIN 18599"]
[]
[null,null,"nach DIN 4108-6"]
[]
[]
[]
[null,"Verhältnis\n Wärmegewinne zu\n Wärmeverluste"]
[]
[]
[null,"monatlicher\nAusnutzungsgrad"]
[]
[]
[]
[]
[]
[]
[null,"Nutzungs-\nwärmebedarf",null,null,null,null,null,null,"Nettoenergiebedarf für Raumheizung"]
[]
[]
[]
[]
[]
[]
[null,null,null,null,null,null,null,null,"Bruttoenergiebedarf für Raumheizung"]
[]
[]
[]
[]
[]
[]
[null,"Jahres-\nheizwärmebedarf"]
[]
[]
[null,"spezifischer\nHeizwärmebedarf"]
[]
["Schritt 9b"]
["Überhitzungsgefahr und Kühlung","Bestimmung des\nIndikators für die\nÜberhitzungsgefahr","Nachweis sommerlicher Wärmeschutz gemäß DIN 4108-2 im vereinfachten Verfahren!",null,null,null,null,null,"Indikator der Überhitzungsgefahr"]
[]
[]
[]
[null,"Konventionelle\nWahrscheinlichkeit\nfür den Einbau einer\naktiven Kühlung","--------",null,"--------"]
[]
[]
[]
[null,"Kühlung","Die Energie zum Kühlen des Gebäudes\nwird über die DIN 18599 bilanziert",null,"Die Energie zum Kühlen des Gebäudes\nwird über die DIN 18599 bilanziert",null,"Jahreskühlungsbedarf"]
[]
[null,null,null,null,null,null,"spezifischer Kühlungsbedarf"]
[]
[]
[null,"Jahresbeleuchtungs-\nbedarf"]
[]
[null,"spezifischer\nBeleuchtungsbedarf"]
[]
["Schritt 9c"]
["Periodenbilanzverfahren","Transmissions-\nwärmeverlust"]
[]
[]
[null,"Lüftungs-\nwärmeverlust"]
[]
[]
[null,"interne\nWärmegewinne"]
[]
[]
[null,"solare\nWärmegewinne"]
[]
[]
[null,"Ausnutzungsgrad"]
[]
[]
[null,"Nutzungs-\nwärmebedarf"]
[]
[]
[null,"Jahres-\nheizwärmebedarf"]
[]
["Schritt 10a"]
["Jahres-Primärenergiebedarf Diagramm","Anlagenaufwandszahl"]
[]
[]
[null,"spezifischer\nHeizwärmebedarf"]
[]
[]
[null,"spezifischer \nTrinkwasserwärme-\nbedarf"]
[]
[]
[null,"Jahres-\nPrimärenergiebedarf"]
[]
[]
["Schritt 10b"]
["Jahres-Primärenergiebedarf Tabelle","Trinkwasser-\nerwärmung\nWärme","qtw",null,"qWW",null,"spezifischer Warmwasserbedarf",null,"Nettoenergiebedarf für Warmwasserbereitung"]
[null,null,null,null,"Kapitel 6.2, Tabelle 21"]
[]
[null,null,"Übergabe qTW,ce",null,null,null,null,null,"Enthalten in Bruttoenergiebedarf"]
[null,null,"Tabelle C.1.1"]
[null,null,"Verteilung qTW,d",null,"Verteilung qWW,V"]
[null,null,"Tabellen C.1.2a bzw. C.1.2c",null,"Kapitl 6.3.2.3"]
[null,null,"Speicherung qTW,s",null,"Speicherung qWW,S"]
[null,null,"Tabelle C.1.3a",null,"Kapitel 6.3.2.4"]
[null,null,"q*TW",null,"Nutzenergiekennwert QWW",null,null,null,"Bruttoenergiebedarf für Warmwasserbereitung"]
[]
[]
[null,null,"Heizwärmegutschrift"]
[null,null,"qh,TW,d Tabelle C.1.2a"]
[null,null,"qh,TW,s Tabelle C.1.3a"]
[null,null,"qh,TW = qh,TW,d + qh,TW,s"]
[null,null,"αTW,g,i",null,"Deckungsanteil cWW,i",null,null,null,"Deckungsanteil Wärmeerzeuger"]
[null,null,"Tabelle C.1.4a",null,"Kapitel 6.3.2.1"]
[null,null,"eTW,g,i",null,"Anlagenaufwandszahl eE,WW,i",null,null,null,"Wirkungsgrad"]
[null,null,"Tabelle C.1.4b,c,d,e oder f",null,"Kapitel 6.3.2.2"]
[null,null,"qTW,E,i",null,"QE,WW,i",null,null,null,"Endenergieverbrauch"]
[]
[]
[null,null,"Endenergie",null,"Endenergiekennwert",null,"Endenergie"]
[]
[]
[]
[]
[null,null,"fP,i",null,"Primärenergieaufwandszahl eP,WW,i",null,null,null,"fP"]
[null,null,"Tabelle A.1 - Primärenergiefaktoren",null,"Kapitel 6.5",null,null,null,"Annexe F"]
[null,null,"qTW,P,i",null,"QP,WW,i",null,null,null,"Primärenergieverbrauch"]
[]
[]
[null,null,"Primärenergie",null,"Primärenergiekennwert",null,"Primärenergie"]
[]
[]
[]
[]
[]
[null,"Trinkwasser-\nerwärmung\nHilfsenergie","qTW,ce,HE"]
[null,null,"Tabelle C.1.1"]
[null,null,"qTW,d,HE",null,"Warmwasserverteilung qWW,Hilf,V",null,null,null,"Verteilung (Gl. 304)"]
[null,null,"Tabelle C.1.2b",null,"Kapitel 6.3.2.3"]
[null,null,"qTW,s,HE",null,"Warmwasserspeicherung qWW,Hilf,S"]
[null,null,"Tabelle C.1.3b",null,"Kapitel 6.3.2.4"]
[null,null,"αTW,g,i",null,"Deckungsanteil cWW,i"]
[null,null,"Tabelle C.1.4a",null,"Kapitel 6.3.2.1"]
[null,null,"qTW,g,HE,i",null,"spezifischer Hilfsenergiebedarf qWW,Hilf,i",null,null,null,"Erzeugung (Gl. 315)"]
[null,null,"Tabelle C.1.4b,c,d,e oder f",null,"Kapitel 6.3.2.2"]
[null,null,"αi x qi"]
[]
[null,null,"Endenergie",null,"Endenergie"]
[]
[]
[null,null,"fP",null,"eP",null,null,null,"fP"]
[null,null,"Tabelle C.4.1",null,"Kapitel 6.5",null,null,null,"Annexe F"]
[null,null,"Primärenergie",null,"Primärenergie",null,null,null,"Primärenergieverbrauch (Gl. 319)"]
[]
[]
[]
[null,"Trinkwasser-\nerwärmung\nEndenergie +\nPrimärenergie\n(Absolutwerte in kWh/a)","Endenergie"]
[]
[]
[]
[]
[null,null,"Primärenergie"]
[]
[]
[null,"Lüftung\nWärme","FGT; nA"]
[null,null,"Randbedingungen"]
[null,null,"fG "]
[null,null,"Tabelle 5.2-3"]
[null,null,"qL,g,i"]
[null,null,"Abschnitt C.2.3.1"]
[null,null,"eL,g,i"]
[null,null,"Abschnitt C.2.3.1"]
[null,null,"Verteilung qL,d",null,null,null,null,null,"Ventilatorstrom der Luftverteilung wird in Belgien bei der Hilfsenergie (s.u.) bilanziert!"]
[null,null,"Tabelle C.2-2"]
[null,null,"Übergabe qL,ce"]
[null,null,"Tabelle C.2-1"]
[null,null,"Luftwechselkorrektur qh,n"]
[null,null,"Tabelle C.2-4"]
[null,null,"Lüftungsbeitrag an Qh"]
[]
[]
[null,null,"qL,g,E,i"]
[]
[null,null,"Endenergie",null,null,null,"Endenergie",null,"Endenergieverbrauch"]
[]
[]
[]
[]
[null,null,"fP,i",null,null,null,null,null,"fP"]
[null,null,"Tabelle C.4.1",null,null,null,null,null,"Annexe F"]
[null,null,"qL,P,i"]
[]
[null,null,"Primärenergie",null,null,null,"Primärenergie",null,"Primärenergieverbrauch (Gl. 319)"]
[]
[]
[]
[null,"Lüftung\nHilfsenergie","qL,g,HE,i"]
[null,null,"Abschnitt C.2.3.1"]
[null,null,"qL,ce,HE",null,null,null,null,null," "]
[null,null,"Abschnitt C.2.1"]
[null,null,"qL,d,HE",null,null,null,null,null,"Hilfsenergie Ventilatoren (Gl. 261)"]
[null,null,"Abschnitt C.2.2"]
[null,null,"Endenergie",null,"Endenergie"]
[]
[]
[null,null,"fP",null,"eP"]
[null,null,"Tabelle C.4.1",null,"Kapitel 6.5"]
[null,null,"Primärenergie",null,"Primärenergie"]
[]
[]
[]
[null,"Lüftung\nEndenergie +\nPrimärenergie\n(Absolutwerte in kWh/a)","Endenergie"]
[null,null,null,null," "]
[]
[]
[]
[null,null,"Primärenergie"]
[]
[]
[null,"Heizung\nWärme","qh",null,"spez. Heizwärmebedarf qH",null,"spez. Heizwärmebedarf ",null,"Nettoenergiebedarf für Heizung"]
[null,null,"aus Schritt 9a",null,"aus Schritt 9a",null,"aus Schritt 9a"]
[null,null,"qh,TW"]
[null,null,"aus Berechnungsblatt\n Trinkwassererwärmung"]
[null,null,"qh,L"]
[null,null,"aus Berechnungsblatt\nLüftung",null,"siehe Schritt 5"]
[null,null," Übergabe qh,ce",null,null,null,null,null,"Enthalten in Bruttoenergiebedarf Heizung"]
[null,null,"Tabelle C.3.1"]
[null,null,"Verteilung qh,d",null,"Verteilung qH,V"]
[null,null,"Tabelle C.3.2a,b oder d",null,"Kapitel 6.3.1.3"]
[null,null,"Speicherung qh,s",null,"Speicherung qH,S"]
[null,null,"Tabelle C.3.3",null,"Kapitel 6.3.1.4"]
[null,null,"q*H",null,"spezifische Heizwärme QH",null,null,null,"Entspricht in etwa dem Bruttoenregiebedarf Heizung"]
[]
[null,null,null,null,"                  mit:"]
[null,null,"αH,g,i",null,"cH,i"]
[null,null,"Tabelle C.3.4a",null,"Kapitel 6.3.1.1"]
[null,null,"eH,g,i",null,"eE,H,i"]
[null,null,"Tabelle C.3.4b,c,d oder e",null,"Kapitel 6.3.1.2"]
[null,null,"qH,E,i",null,"QE,H,i",null,null,null,"Endenergieverbrauch"]
[]
[null,null,"Endenergie",null,"Endenergie für Heizwärmebedarf",null,"Endenergie"]
[]
[]
[null,null,"fP,i",null,"eP,H,i",null,null,null,"fP"]
[null,null,"Tabelle C.4.1",null,"Kapitel 6.5",null,null,null,"Annexe F"]
[null,null,"qH,P,i",null,"QP,H,i",null,null,null,"Primärenergieverbrauch"]
[]
[]
[null,null,"Primärenergie",null,"Primärenergiekennwert",null,"Primärenergie"]
[]
[]
[]
[null,"Heizung\nHilfsenergie","qH,ce,HE",null,"Übergabe qH,Hilf,Ü"]
[null,null,"Tabelle C.3.1",null,"Kapitel 6.3.1.5"]
[null,null,"qH,d,HE",null,"Verteilung qH,Hilf,V",null,null,null,"Verteilung (Gl. 304)"]
[null,null,"Tabelle C.3.2c",null,"Kapitel 6.3.1.3"]
[null,null,"qH,s,HE",null,"Speicherung qH,Hilf,S"]
[null,null,"Tabelle C.3.3",null,"Kapitel 6.3.1.4"]
[null,null,"αH,g,i",null,"Deckungsanteil cH,i"]
[null,null,"Tabelle C.3.4a",null,"Kapitel 6.3.1.1"]
[null,null,"qH,g,HE,i",null,"  spezifischer Hilfsenergiebedarf qH,Hilf,i",null,null,null,"Erzeugung (Gl. 315)"]
[null,null,"Tabelle C.3.4b-e",null,"Kapitel 6.3.1.2"]
[null,null,"αi x qi"]
[]
[null,null,"Endenergie",null,"Endenergie"]
[]
[]
[null,null,"fP",null,"eP",null,null,null,"fP"]
[null,null,"Tabelle C.4.1",null,"Kapitel 6.5",null,null,null,"Annexe F"]
[null,null,"Primärenergie",null,"Primärenergie",null,null,null,"Primärenergieverbrauch (Gl. 319)"]
[]
[]
[]
[null,"Heizung\nEndenergie +\nPrimärenergie\n(Absolutwerte in kWh/a)","Endenergie"]
[]
[]
[]
[]
[null,null,"Primärenergie"]
[]
[]
[null,"Kühlung",null,null,null,null,"Endenergie",null,"Endenergieverbrauch"]
[]
[null,null,null,null,null,null,null,null,"fP"]
[null,null,null,null,null,null,null,null,"Annexe F"]
[null,null,null,null,null,null,"Primärenergie",null,"Primärenergieverbrauch"]
[]
[]
[]
[null,"Beleuchtung",null,null,null,null,"Endenergie"]
[]
[]
[null,null,null,null,null,null,"Primärenergie"]
[]
[]
[]
[null,"Stromerzeugung\nmit PV-Anlage","Mittels PV-Anlage produzierter und zur Eigennutzung verwendeter Strom wird seit dem 01.11.2020 mit dem Primärenergiefaktor 0 bilanziert!",null,null,null,null,null,"Stromerzeugung"]
[]
[null,null,null,null,null,null,null,null,"fP"]
[null,null,null,null,null,null,null,null,"Annexe F"]
[null,null,null,null,null,null,"Primärenergieverbrauch",null,"Primärenergieverbrauch"]
[]
[]
[]
[null,"Stromerzeugung\nmit lokalen\nKWK-Anlagen",null,null,null,null,null,null,"Stromerzeugung"]
[]
[null,null,null,null,null,null,null,null,"fP"]
[null,null,null,null,null,null,null,null,"Annexe F"]
[null,null,null,null,null,null,null,null,"Primärenergieverbrauch"]
[]
[]
[]
[null,"Anlagenbewertung\n nach DIN 4701-10\n1) Eingaben","Alle Angaben sind der vorherigen Berechnung zu entnehmen"]
[]
[]
[null,"Anlgenbewertung\nnach DIN 4701-10\n2) System-\nbeschreibung","Alle Angaben sind der vorherigen Berechnung zu entnehmen"]
[]
[]
[]
[null,"Anlagenbewertung\nnach DIN 4701-10\n3) Ergebnisse","Deckung von Qh"]
[]
[]
[]
[]
[null,null,"Endenergie Wärmeenergie"]
[]
[]
[null,null,"Primärenergie Wärmeenergie"]
[]
[]
[null,null,"Endenergie Hilfsenergie",null,"Endenergiekennwert für Hilfsenergiebedarf",null,"Endenergie Hilfsenergie"]
[]
[null,null,null,null,"     mit:"]
[]
[null,null,"Primärenergie Hilfsenergie",null,"Primärenergiekennwert für Hilfse.",null,"Primärenergie Hilfsenergie"]
[]
[]
[null,null,"Jahres-Endenenergiebedarf",null,null,null,"Jahres-Endenenergiebedarf"]
[]
[]
[]
[null,null,"Jahres-Primärenergiebedarf",null,"Gesamt-Primärenergiekennwert",null,"Jahres-Primärenergiebedarf",null,"charakteristische jährliche \nPrimärenergieverbrauch"]
[]
[]
[]
[null,null,"bezogener Jahres-Primärenergiebedarf",null,null,null,null,null,"spezifischer jährlicher Primärenergieverbrauch"]
[null,null,null,null,null,null,null,null,"Umrechnung [MJ] in [kWh/m²]"]
[]
[]
[null,null,"Anlagen-Aufwandszahl"]
[]
[]
["Schritt 10c"]
["Nachweis","Flächenbezogener\nJahres-\nPrimärenergiebedarf",null,null,null,null,"Cep ≤ Cepmax [kWh/m2.SHONRT]",null,"Primärenergieverbrauchswert"]
[]
[null,null,null,null,null,null,"SHONRT = beheizte Nettogrundfläche"]
["Schritt 10d"]
["CO2-Emissionen","spezifische Emissionen\nfür Heizwärme",null,null,"Umweltfaktor eCO2,H,i",null,null,null,"CO2-Emissionsfaktor fCO2"]
[null,null,null,null,"Kapitel 6.6",null,null,null,"Annexe F"]
[null,null,null,null,"QCO2,H",null,null,null,"Multiplikationsfaktor fNCV/GCV"]
[null,null,null,null,null,null,null,null,"Annexe F"]
[]
[]
[null,"spezifische Emissionen\nfür Warmwasser-\nbereitung",null,null,"Umweltfaktor eCO2,WW,i",null,null,null,"CO2-Emissionsfaktor fCO2"]
[null,null,null,null,"Kapitel 6.6",null,null,null,"Annexe F"]
[null,null,null,null,"QCO2,WW",null,null,null,"Multiplikationsfaktor fNCV/GCV"]
[null,null,null,null,null,null,null,null,"Annexe F"]
[]
[]
[null,"spezifische Emissionen\nfür den\nHilfsenergiebedarf",null,null,"Umweltfaktor eCO2,Hilf",null,null,null,"CO2-Emissionsfaktor fCO2"]
[null,null,null,null,"Kapitel 6.6",null,null,null,"Annexe F"]
[null,null,null,null,"QCO2,Hilf",null,null,null,"Multiplikationsfaktor fNCV/GCV"]
[null,null,null,null,null,null,null,null,"Annexe F"]
[]
[]
[null,"monatliche\nCO2-Enission\ndurch Kühlung",null,null,null,null,null,null,"CO2-Emissionsfaktor fCO2"]
[null,null,null,null,null,null,null,null,"Annexe F"]
[null,null,null,null,null,null,null,null,"Multiplikationsfaktor fNCV/GCV"]
[null,null,null,null,null,null,null,null,"Annexe F"]
[]
[]
[null,"monatlich\nvermiedene\nCO2-Emission\ndurch Strom-\nerzeugung einer \nlokalen PV-Anlage",null,null,null,null,null,null,"CO2-Emissionsfaktor fCO2"]
[null,null,null,null,null,null,null,null,"Annexe F"]
[null,null,null,null,null,null,null,null,"Multiplikationsfaktor fNCV/GCV"]
[null,null,null,null,null,null,null,null,"Annexe F"]
[]
[]
[null,"monatlich\nvermiedene\nCO2-Emission\ndurch Strom-\nerzeugung einer \nlokalen KWK-Anlage",null,null,null,null,null,null,"CO2-Emissionsfaktor fCO2"]
[null,null,null,null,null,null,null,null,"Annexe F"]
[null,null,null,null,null,null,null,null,"Multiplikationsfaktor fNCV/GCV"]
[null,null,null,null,null,null,null,null,"Annexe F"]
[]
[]
[null,"Gesamt-CO2-\nEmissionenkennwert",null,null,"QCO2",null,null,null,"CO2,tot"]
[]
[]
["Schritt 11"]
["Bbio","Nachweis",null,null,null,null,"Bbio ≤ Bbiomax"]
[null,"Bbiomax"]
[null,"jährlich Bbio "]
[]
[null,"monatlich Bbio"]
[]
["Schritt 12"]
["Tic",null,null,null,null,null,"Tic ≤ Ticmax [C°]"]
[null,"Nachweis",null,null,null,null,"operative Temperatur (gefühlte Temperatur)"]
[null,null,null,null,null,null,"stündliche Berechnungsmethodik zur \nPrüfung des Maximalwertes an einem \nheißen Sommertag"]
[]
["Referenzgebäude",null,null,null,null,null,null,null,"charakteristischer Primärenergieverbrauchswert"]
[]
[]
[]
[null,null,null,null,null,null,null,null,"charakteristischer Bezugswert Heizung"]
[]
[]
[]
[null,null,null,null,null,null,null,null,"charakteristischer Bezugswert Nettoheizwärmebedarf"]
[]
[]
[]
[null,null,null,null,null,null,null,null,"Bezugswert des charakterischen Primärenergiebedarfs für Trinkwarmwasser"]
[]
[]
[]
[null,null,null,null,null,null,null,null,"Bezugswert des charakterischen Primärenergiebedarfs für Hilfsenergie"]
[]
[]
[]
[]
["Allgemein",null,"MFH wird als 1-Zone gerechnet, es wird nicht unterschieden in einzelne abgeschlossene Wohneinheiten",null,null,null,null,null,"Das MFH wird in Wohneinheiten unterteilt und jede Wohneinheit separat als EEW-Einheit berechnet."]
[]
[null,null,null,null,null,null,null,null,"ggfls. Unterteilung der EEW-Einheit in mehrere Lüftungs- (natürliche Belüftung, mech. Zu-/Abluftanlage, mechanische Abluftanlage, mechansiche Zuluftanlage) und Energiezonen (z.B. Energieerzeuger 1 für Raum 1 und Energieerzeuger 2 für Raum 2)"]
[]
[null,null,"Raumsolltemperatur θi beträgt 19°C",null,"Raumsolltemperatur θi beträgt 20°C",null,"Raumsolltemperatur θi beträgt 19°C (Winter)\nRaumsolltemperatur θi beträgt 28°C (Sommer)\n(Wohngebäude)",null,"Raumsolltemperatur θi beträgt 18°C"]
[]
[null,null,null,null,null,null,"Gebäudestruktur wird gegliedert in vier Nieveaus:\n1) le niveau Bâtiment (Gesamtgebäude, notwendig für Bbio, C)\n2) le niveau Zone (Bereiche der gleichen Nutzungsart z.B. Wohnen, Büro, Krankenhaus)\n3) le niveau Groupe (Eine Zone gliedert sich in unterschiedliche Gruppen, wenn Teile der Zone unterschiedlich temperiert sind oder beheizt/unbeheizt)\n4) le niveau Local (abhängig von interne Wärmegewinne und Feuchtigkeit)"]
[]
[]
[]
[]
[]
[]
[]
[]
[null,null,null,null,null,null,"Frankreich wird unterteilt in 8 Klimazonen\nDie Berechnungsmethodik verwendet folgende Klimavariablen\n1) solare Strahlung\n2) Tageslichtverfügbarkeit\n3) Kältestrahlung\n4) Lufttemperatur\n5) Luftfeuchtigkeit\n6) Windgeschwindigkeit\n7) Kaltwassertemperatur des Netzes\n"]
[]
[]
[]
[]
[]
[]
[]
[]
[]
[]
[null," "]

{"sheet":"Tabellen Deutschland","index":1,"n_rows":1985,"n_cols":7,"rows_kept":1985,"cut":false,"hidden":false,"merged":[[782,2,782,9],[799,2,799,9],[841,2,841,9],[877,2,877,9],[940,2,940,9],[941,2,941,9],[1142,2,1142,9],[983,2,983,9],[984,2,984,9],[995,2,995,9],[1011,2,1011,9],[1026,2,1026,9],[669,2,669,9],[675,2,675,9],[691,2,691,9],[739,2,739,9],[740,2,740,9],[744,2,744,9],[745,2,745,9],[756,2,756,9],[757,2,757,9],[0,1,1,9],[21,1,22,9],[78,1,79,9],[94,1,95,9],[152,1,153,9],[88,2,88,9],[80,1,93,1],[2,1,20,1],[2,2,2,9],[23,2,23,9],[30,2,30,9],[43,2,43,9],[44,2,44,5],[44,6,44,9],[23,1,77,1],[80,2,80,9],[96,2,96,9],[99,6,99,9],[100,6,100,9],[127,6,127,9],[96,1,151,1],[154,1,217,1],[154,2,154,9],[155,2,155,9],[186,2,186,9],[206,2,206,9],[220,1,502,1],[220,2,220,9],[356,2,356,9],[334,2,334,9],[290,2,290,9],[271,2,271,9],[231,2,231,9],[439,2,439,9],[446,2,446,9],[453,2,453,9],[473,2,473,9],[385,2,385,9],[390,2,390,9],[405,2,405,9],[420,2,420,9],[430,2,430,9],[218,1,219,9],[1520,2,1520,9],[1559,2,1559,9],[503,1,504,9],[554,1,555,9],[556,2,556,9],[957,2,957,9],[1062,2,1062,9],[1124,2,1124,9],[1125,2,1125,9],[609,1,637,1],[609,2,609,9],[607,1,608,9],[572,2,572,9],[505,1,553,1],[505,2,505,9],[518,2,518,9],[556,1,606,1],[673,1,674,9],[675,1,2030,1],[638,1,639,9],[640,1,672,1],[640,2,640,9],[1613,2,1613,9],[1308,2,1308,9],[1325,2,1325,9],[1338,2,1338,9],[1339,2,1339,9],[1355,2,1355,9],[1168,2,1168,9],[1210,2,1210,9],[1211,2,1211,9],[1220,2,1220,9],[1278,2,1278,9],[1433,2,1433,9],[1449,2,1449,9],[1475,2,1475,9],[1519,2,1519,9],[1381,2,1381,9],[1382,2,1382,9],[1420,2,1420,9],[1425,2,1425,9],[1432,2,1432,9],[1847,2,1847,9],[1862,2,1862,9],[1940,2,1940,9],[1941,2,1941,9],[1958,2,1958,9],[1984,2,1984,9],[1641,2,1641,9],[1656,2,1656,9],[1736,2,1736,9],[1737,2,1737,9],[1753,2,1753,9],[1779,2,1779,9],[1780,2,1780,9],[1788,2,1788,9],[1819,2,1819,9]]}
[null,"Schritt 1"]
[]
[null,"Flächen und Rauminhalte","Nettogrundfläche"]
[]
[]
[]
[]
[]
[]
[]
[]
[]
[]
[]
[]
[]
[null,null," "]
[]
[]
[]
[]
[null,"Schritt 2"]
[]
[null,"Berechnung der U-Werte","Wände, Decken- und Bodenplatten"]
[]
[]
[]
[]
[]
[]
[null,null,"Fenster"]
[]
[]
[]
[]
[]
[]
[]
[]
[]
[]
[]
[]
[null,null,"Temperaturkorrekturfaktor FX"]
[null,null,"DIN 4108-6",null,null,null,"DIN V 18599-2:2016-10"]
[]
[]
[]
[]
[]
[]
[]
[]
[]
[]
[]
[]
[]
[]
[]
[]
[]
[]
[]
[]
[]
[]
[]
[]
[]
[]
[]
[]
[]
[]
[]
[]
[]
[null,"Schritt 3"]
[]
[null,"Wärmebrückenzuschlag","Wärmetransferkoeffizient bei Außenbauteilen mit pauschalem Wärmebrückenansatz"]
[]
[]
[]
[]
[]
[]
[]
[null,null,"Wärmetransferkoeffizient bei Außenbauteilen mit detaillierter Berechnung der zweidimensionalen \nWärmebrücke"]
[]
[]
[]
[]
[]
[null,"Schritt 4"]
[]
[null,"Berechnung von H'T,zul","EnEV-Nachweis"]
[]
[]
[null,null,null,null,null,null,"→ U-Werte vergleichen"]
[null,null,null,null,null,null,"Sanierungs- oder Umbaumaßnahmen"]
[]
[]
[]
[]
[]
[]
[]
[]
[]
[]
[]
[]
[]
[]
[]
[]
[]
[]
[]
[]
[]
[]
[]
[]
[]
[]
[null,null,null,null,null,null,"Referenzgebäude"]
[]
[]
[]
[]
[]
[]
[]
[]
[]
[]
[]
[]
[]
[]
[]
[]
[]
[]
[]
[]
[]
[]
[]
[]
[null,"Schritt 5"]
[]
[null,"Lüftungswärmeverluste","Lüftungswärmeverluste nach DIN 18599"]
[null,null,"Infiltration"]
[]
[]
[]
[]
[]
[]
[]
[]
[]
[]
[]
[]
[]
[]
[]
[]
[]
[]
[]
[]
[]
[]
[]
[]
[]
[]
[]
[]
[]
[]
[null,null,"Fensterlüftung oder mechnische Lüftung"]
[]
[]
[]
[]
[]
[]
[]
[]
[]
[]
[]
[]
[]
[]
[]
[]
[]
[]
[]
[null,null,"Lüftungswärmeverluste nach DIN 4108-6"]
[]
[]
[]
[]
[]
[]
[]
[]
[]
[]
[]
[null,"Schritt 6"]
[]
[null,"solare Wärmequellen","solare Wärmegewinne nach DIN 18599"]
[]
[]
[]
[]
[]
[]
[]
[]
[]
[]
[null,null,"gtot"]
[]
[]
[]
[]
[]
[]
[]
[]
[]
[]
[]
[]
[]
[]
[]
[]
[]
[]
[]
[]
[]
[]
[]
[]
[]
[]
[]
[]
[]
[]
[]
[]
[]
[]
[]
[]
[]
[]
[]
[null,null,"Fs"]
[]
[]
[]
[]
[]
[]
[]
[]
[]
[]
[]
[]
[]
[]
[]
[]
[]
[]
[null,null,"Fh"]
[]
[]
[]
[]
[]
[]
[]
[]
[]
[]
[]
[]
[]
[]
[]
[]
[]
[]
[]
[]
[]
[]
[]
[]
[]
[]
[]
[]
[]
[]
[]
[]
[]
[]
[]
[]
[]
[]
[]
[]
[]
[]
[]
[null,null,"Fo"]
[]
[]
[]
[]
[]
[]
[]
[]
[]
[]
[]
[]
[]
[]
[]
[]
[]
[]
[]
[]
[]
[null,null,"Ff"]
[]
[]
[]
[]
[]
[]
[]
[]
[]
[]
[]
[]
[]
[]
[]
[]
[]
[]
[]
[]
[]
[]
[]
[]
[]
[]
[]
[]
[null,null,"solare Wärmegewinne nach DIN 4108-6"]
[]
[]
[]
[]
[null,null,"AS"]
[]
[]
[]
[]
[]
[]
[]
[]
[]
[]
[]
[]
[]
[]
[null,null,"FC"]
[]
[]
[]
[]
[]
[]
[]
[]
[]
[]
[]
[]
[]
[]
[null,null,"FS"]
[]
[]
[]
[]
[]
[]
[]
[]
[]
[null,null,"Fh"]
[]
[]
[]
[]
[]
[]
[]
[]
[null,null,"Fo"]
[]
[]
[]
[]
[]
[]
[null,null,"Ff"]
[]
[]
[]
[]
[]
[]
[null,null,"g"]
[]
[]
[]
[]
[]
[]
[]
[]
[]
[]
[]
[]
[]
[]
[]
[]
[]
[]
[]
[null,null,"Is"]
[]
[]
[]
[]
[]
[]
[]
[]
[]
[]
[]
[]
[]
[]
[]
[]
[]
[]
[]
[]
[]
[]
[]
[]
[]
[]
[]
[]
[]
[null,"Schritt 7"]
[]
[null,"interne Wärmequellen","interne Wärmegewinne nach DIN 18599"]
[]
[]
[]
[]
[]
[]
[]
[]
[]
[]
[]
[]
[null,null,"interne Wärmegewinne nach DIN 4108-6"]
[]
[]
[]
[]
[]
[]
[]
[]
[]
[]
[]
[]
[]
[]
[]
[]
[]
[]
[]
[]
[]
[]
[]
[]
[]
[]
[]
[]
[]
[]
[]
[]
[]
[]
[]
[null,"Schritt 9a"]
[]
[null,"Monatsbilanzverfahren","monatlicher Ausnutzungsgrad"]
[]
[]
[]
[]
[]
[]
[]
[]
[]
[]
[]
[]
[]
[]
[]
[null,null,"mittlere monatliche Außentemperatur"]
[]
[]
[]
[]
[]
[]
[]
[]
[]
[]
[]
[]
[]
[]
[]
[]
[]
[]
[]
[]
[]
[]
[]
[]
[]
[]
[]
[]
[]
[]
[]
[]
[]
[]
[null,"Schritt 9c"]
[]
[null,"Periodenbilanzverfahren","Gtx/y"]
[]
[]
[]
[]
[]
[]
[]
[]
[]
[]
[]
[]
[]
[]
[]
[]
[]
[]
[]
[]
[]
[]
[]
[]
[]
[]
[]
[]
[null,"Schritt 10a"]
[]
[null,"Jahres-Primärenergiebedarf Diagramm","Anlagenaufwandszahl"]
[]
[]
[]
[]
[]
[]
[]
[]
[]
[]
[]
[]
[]
[]
[]
[]
[]
[]
[]
[]
[]
[]
[]
[]
[]
[]
[]
[]
[null,null,"spezifischer Transmissionswärmebedarf"]
[]
[]
[]
[null,"Schritt 10b"]
[]
[null,"Jahres-Primärenergiebedarf Tabelle","Randbedingungen"]
[]
[]
[]
[]
[]
[]
[]
[]
[]
[]
[]
[]
[]
[]
[]
[null,null,"Trinkwassererwärmung"]
[]
[]
[]
[]
[]
[]
[]
[]
[]
[]
[]
[]
[]
[]
[]
[]
[]
[]
[]
[]
[]
[]
[]
[]
[]
[]
[]
[]
[]
[]
[]
[]
[]
[]
[]
[]
[]
[]
[]
[]
[]
[]
[]
[]
[]
[]
[]
[null,null,"Wärme"]
[null,null,"qtw"]
[]
[]
[]
[null,null,"Der Trinkwasserwärmebedarf ist in der Verordnung festgelegt."]
[null,null,"Tabelle C.1.1 (qTW,ce)"]
[]
[]
[]
[]
[]
[]
[]
[]
[]
[]
[null,null,"Tabelle C.1.2a bzw. C.1.2c (qTW,d / qh,TW,d)"]
[null,null,"zentrale Trinkwasserversorgung"]
[]
[]
[]
[]
[]
[]
[]
[]
[]
[]
[]
[]
[]
[]
[]
[]
[]
[]
[]
[]
[]
[]
[]
[]
[null,null,"dezentrale Trinkwasserversorgung"]
[]
[]
[]
[]
[]
[]
[]
[]
[]
[]
[]
[]
[]
[]
[]
[]
[null,null,"Tabelle C.1.3a (qTW,s / qh,TW,s)"]
[]
[]
[]
[]
[]
[]
[]
[]
[]
[]
[]
[]
[]
[]
[]
[]
[]
[]
[]
[]
[]
[]
[]
[]
[]
[]
[]
[]
[]
[]
[]
[]
[]
[]
[]
[]
[]
[]
[]
[]
[]
[null,null,"Tabelle C.1.4a (αTW,g,i)"]
[]
[]
[]
[]
[]
[]
[]
[]
[]
[]
[]
[]
[]
[]
[]
[]
[]
[]
[]
[]
[]
[]
[]
[]
[]
[]
[]
[]
[]
[]
[]
[]
[]
[]
[]
[null,null,"Tabelle C.1.4b,c,d,e oder f (eTW,g,i)"]
[]
[]
[]
[]
[]
[]
[]
[]
[]
[]
[]
[]
[]
[]
[]
[]
[]
[]
[]
[]
[]
[]
[]
[]
[]
[]
[]
[]
[]
[]
[]
[]
[]
[]
[]
[]
[]
[]
[]
[]
[]
[]
[]
[]
[]
[]
[]
[]
[]
[]
[]
[]
[]
[]
[]
[]
[]
[]
[]
[]
[]
[]
[null,null,"Tabelle Primärenergiefaktoren (fP,i)"]
[null,null,"DIN 4701-10"]
[]
[]
[]
[]
[]
[]
[]
[]
[]
[]
[]
[]
[]
[]
[]
[null,null,"EnEV"]
[]
[]
[]
[]
[]
[]
[]
[]
[]
[]
[]
[]
[]
[]
[]
[]
[]
[]
[]
[]
[]
[]
[]
[]
[]
[null,null,"Hilfsenergie"]
[null,null,"Tabelle C.1.1 (qTW,ce,HE)"]
[]
[]
[]
[]
[]
[]
[]
[]
[]
[]
[null,null,"Tabelle C.1.2b (qTW,d,HE)"]
[]
[]
[]
[]
[]
[]
[]
[]
[]
[]
[]
[]
[]
[]
[]
[null,null,"Tabelle C.1.3b (qTW,s,HE)"]
[]
[]
[]
[]
[]
[]
[]
[]
[]
[]
[]
[]
[]
[]
[null,null,"Tabelle C.1.4a (αTW,g,i)"]
[]
[]
[]
[]
[]
[]
[]
[]
[]
[]
[]
[]
[]
[]
[]
[]
[]
[]
[]
[]
[]
[]
[]
[]
[]
[]
[]
[]
[]
[]
[]
[]
[]
[]
[]
[null,null,"Tabelle C.1.4b,c,d,e oder f (qTW,g,HE,i)"]
[]
[]
[]
[]
[]
[]
[]
[]
[]
[]
[]
[]
[]
[]
[]
[]
[]
[]
[]
[]
[]
[]
[]
[]
[]
[]
[]
[]
[]
[]
[]
[]
[]
[]
[]
[]
[]
[]
[]
[]
[]
[]
[]
[]
[]
[]
[]
[]
[]
[]
[]
[]
[]
[]
[]
[]
[]
[]
[]
[]
[]
[null,null,"Tabelle C.4.1 (fP)"]
[null,null,"DIN 4701-10"]
[]
[]
[]
[]
[]
[]
[]
[]
[]
[]
[]
[]
[]
[]
[]
[]
[null,null,"EnEV"]
[]
[]
[]
[]
[]
[]
[]
[]
[]
[]
[]
[]
[]
[]
[]
[]
[]
[]
[]
[]
[]
[]
[]
[]
[]
[null,null,"Lüftung"]
[]
[]
[]
[]
[]
[]
[]
[]
[]
[]
[]
[]
[]
[]
[]
[]
[]
[]
[]
[]
[]
[]
[]
[]
[]
[]
[]
[]
[]
[]
[]
[]
[]
[]
[]
[]
[]
[]
[]
[]
[]
[null,null,"Wärme"]
[null,null,"Tabelle 5.2-3 (fG)"]
[]
[]
[]
[]
[]
[]
[]
[]
[null,null,"Abschnitt C.2.3.1 und C.2.3.2 und C.2.3.3 (qL,g,i / eL,g,i)"]
[]
[]
[]
[]
[]
[]
[]
[]
[]
[]
[]
[]
[]
[]
[]
[]
[]
[]
[]
[]
[]
[]
[]
[]
[]
[]
[]
[]
[]
[]
[]
[]
[]
[]
[]
[]
[]
[]
[]
[]
[]
[]
[]
[]
[]
[]
[]
[]
[]
[]
[]
[]
[]
[]
[]
[]
[]
[null,null,"Tabelle C.2-2 (qL,d)"]
[]
[]
[]
[]
[]
[]
[]
[]
[]
[]
[]
[]
[]
[]
[]
[]
[]
[]
[]
[]
[]
[]
[]
[]
[]
[]
[]
[]
[]
[null,null,"Tabelle C.2-1 (qL,ce)"]
[]
[]
[]
[]
[]
[]
[]
[]
[]
[]
[]
[]
[]
[]
[]
[]
[null,null,"Tabelle C.2-4 (qh,n)"]
[]
[]
[]
[]
[]
[]
[]
[]
[]
[]
[]
[]
[null,null,"Tabelle C.4.1 (fP)"]
[null,null,"DIN 4701-10"]
[]
[]
[]
[]
[]
[]
[]
[]
[]
[]
[]
[]
[]
[]
[]
[null,null,"EnEV"]
[]
[]
[]
[]
[]
[]
[]
[]
[]
[]
[]
[]
[]
[]
[]
[]
[]
[]
[]
[]
[]
[]
[]
[]
[]
[null,null,"Hilfsenergie"]
[null,null,"Abschnitt C.2.3.1 und C.2.3.2 und C.2.3.3 (qL,g,HE,i)"]
[]
[]
[]
[]
[]
[]
[]
[]
[]
[]
[]
[]
[]
[]
[]
[]
[]
[]
[]
[]
[]
[]
[]
[]
[]
[]
[]
[]
[]
[]
[]
[]
[]
[]
[]
[]
[]
[null,null,"Abschnitt C.2.1 (qL,ce,HE)"]
[]
[]
[]
[]
[null,null,"Abschnitt C.2.2 (qL,d,HE)"]
[]
[]
[]
[]
[]
[]
[null,null,"Tabelle C.4.1 (fP)"]
[null,null,"DIN 4701-10"]
[]
[]
[]
[]
[]
[]
[]
[]
[]
[]
[]
[]
[]
[]
[]
[null,null,"EnEV"]
[]
[]
[]
[]
[]
[]
[]
[]
[]
[]
[]
[]
[]
[]
[]
[]
[]
[]
[]
[]
[]
[]
[]
[]
[]
[null,null,"Heizung"]
[]
[]
[]
[]
[]
[]
[]
[]
[]
[]
[]
[]
[]
[]
[]
[]
[]
[]
[]
[]
[]
[]
[]
[]
[]
[]
[]
[]
[]
[]
[]
[]
[]
[]
[]
[]
[]
[]
[]
[]
[]
[]
[]
[null,null,"Wärme"]
[null,null,"Übergabe Tabelle C.3.1 (qH,ce)"]
[]
[]
[]
[]
[]
[]
[]
[]
[]
[]
[]
[]
[]
[]
[]
[]
[]
[]
[]
[]
[]
[]
[]
[]
[]
[]
[]
[]
[]
[]
[]
[]
[]
[]
[]
[]
[]
[]
[null,null,"Verteilung Tabellen C.3.2a,b oder d (qH,d)"]
[]
[]
[]
[]
[]
[]
[]
[]
[]
[]
[]
[]
[]
[]
[]
[]
[]
[]
[]
[]
[]
[]
[]
[]
[]
[]
[]
[]
[]
[]
[]
[]
[]
[]
[]
[]
[]
[]
[]
[]
[]
[]
[]
[]
[]
[]
[]
[]
[]
[]
[]
[]
[]
[null,null,"Speicherung Tabelle C.3.3 (qH,s)"]
[]
[]
[]
[]
[]
[]
[]
[]
[]
[]
[]
[]
[]
[]
[]
[]
[]
[]
[]
[]
[]
[]
[]
[]
[]
[]
[]
[null,null,"Tabelle C.3.4a (αH,g,i)"]
[]
[]
[]
[]
[]
[]
[]
[]
[]
[]
[]
[]
[]
[]
[null,null,"Tabelle C.3.4b,c,d oder e (eH,g,i)"]
[]
[]
[]
[]
[]
[]
[]
[]
[]
[]
[]
[]
[]
[]
[]
[]
[]
[]
[]
[]
[]
[]
[]
[]
[]
[]
[]
[]
[]
[]
[]
[]
[]
[]
[]
[]
[]
[]
[]
[]
[]
[]
[]
[]
[]
[]
[]
[]
[]
[]
[]
[]
[]
[]
[]
[]
[]
[]
[]
[]
[]
[]
[]
[]
[]
[]
[]
[]
[]
[]
[]
[]
[]
[]
[]
[]
[]
[]
[]
[null,null,"Tabelle C.4.1 (fP)"]
[null,null,"DIN 4701-10"]
[]
[]
[]
[]
[]
[]
[]
[]
[]
[]
[]
[]
[]
[]
[]
[null,null,"EnEV"]
[]
[]
[]
[]
[]
[]
[]
[]
[]
[]
[]
[]
[]
[]
[]
[]
[]
[]
[]
[]
[]
[]
[]
[]
[]
[null,null,"Hilfsenergie"]
[null,null,"Tabelle C.3.1 (qH,ce,HE)"]
[]
[]
[]
[]
[]
[]
[]
[null,null,"Tabelle C.3.2c (qH,d,HE)"]
[]
[]
[]
[]
[]
[]
[]
[]
[]
[]
[]
[]
[]
[]
[]
[]
[]
[]
[]
[]
[]
[]
[]
[]
[]
[]
[]
[]
[]
[]
[null,null,"Tabelle C.3.3 (qH,s,HE)"]
[]
[]
[]
[]
[]
[]
[]
[]
[]
[]
[]
[]
[]
[]
[]
[]
[]
[]
[]
[]
[]
[]
[]
[]
[]
[]
[]
[null,null,"Tabelle C.3.4a (αH,g,i)"]
[]
[]
[]
[]
[]
[]
[]
[]
[]
[]
[]
[]
[]
[]
[null,null,"Tabelle C.3.4b - e (qH,g,HE,i)"]
[]
[]
[]
[]
[]
[]
[]
[]
[]
[]
[]
[]
[]
[]
[]
[]
[]
[]
[]
[]
[]
[]
[]
[]
[]
[]
[]
[]
[]
[]
[]
[]
[]
[]
[]
[]
[]
[]
[]
[]
[]
[]
[]
[]
[]
[]
[]
[]
[]
[]
[]
[]
[]
[]
[]
[]
[]
[]
[]
[]
[]
[]
[]
[]
[]
[]
[]
[]
[]
[]
[]
[]
[]
[]
[]
[]
[]
[null,null,"Tabelle C.4.1 (fP)"]
[null,null,"DIN 4701-10"]
[]
[]
[]
[]
[]
[]
[]
[]
[]
[]
[]
[]
[]
[]
[]
[]
[null,null,"EnEV"]
[]
[]
[]
[]
[]
[]
[]
[]
[]
[]
[]
[]
[]
[]
[]
[]
[]
[]
[]
[]
[]
[]
[]
[]
[]
[null,null,"Anlagenbewertung nach DIN 4701 Teil 10"]

{"sheet":"Tabellen Luxembourg","index":2,"n_rows":1230,"n_cols":4,"rows_kept":1230,"cut":false,"hidden":false,"merged":[[127,2,127,9],[130,3,131,8],[1106,2,1106,9],[1125,2,1125,9],[1204,2,1204,9],[846,2,846,9],[893,2,893,9],[897,2,897,9],[919,2,919,9],[938,2,938,9],[770,2,770,9],[771,2,771,9],[821,2,821,9],[844,2,844,9],[845,2,845,9],[643,2,643,9],[1227,1,1228,9],[1229,2,1229,9],[1229,1,1249,1],[1021,2,1021,9],[1044,2,1044,9],[1045,2,1045,9],[1052,2,1052,9],[1082,2,1082,9],[682,2,682,9],[727,2,727,9],[769,2,769,9],[746,2,746,9],[328,1,397,1],[388,2,388,9],[398,1,399,9],[400,1,1226,1],[400,2,400,9],[402,2,402,9],[415,2,415,9],[451,2,451,9],[416,2,416,9],[437,2,437,9],[401,2,401,9],[494,2,494,9],[326,1,327,9],[328,2,328,9],[342,2,342,9],[359,2,359,9],[379,2,379,9],[306,1,325,1],[306,2,306,9],[0,1,1,9],[43,1,44,9],[96,1,97,9],[107,1,108,9],[133,1,134,9],[209,1,210,9],[304,1,305,9],[88,2,89,9],[109,2,109,9],[113,2,113,9],[109,1,132,1],[45,1,95,1],[45,2,45,9],[98,1,106,1],[98,2,98,9],[33,2,33,9],[34,2,42,9],[2,1,42,1],[2,2,2,9],[9,2,9,9],[17,2,17,9],[25,2,25,9],[135,1,208,1],[135,2,135,9],[211,1,303,1],[211,2,211,9],[235,2,235,9],[246,2,246,9],[258,2,258,9],[267,2,267,9],[275,2,275,9],[283,2,283,9],[539,2,539,9],[598,2,598,9],[621,2,621,9],[622,2,622,9],[657,2,657,9],[623,2,623,9]]}
[null,"Schritt 1"]
[]
[null,"Flächen und Rauminhalte","Gebäudehüllfläche"]
[]
[]
[]
[]
[]
[]
[null,null,"Verhältnis der Gebäudehüllfläche zum beheizten Bruttogebäudevolumen"]
[]
[]
[]
[]
[]
[]
[]
[null,null,"Gebäudenutzfläche"]
[]
[]
[]
[]
[]
[]
[]
[null,null,"Beheiztes Luftvolumen"]
[]
[]
[]
[]
[]
[]
[]
[null,null,"Nettogrundfläche"]
[null,null,"Die Nettogrundfläche NGF ist der Teil der Geschossfläche GF zwischen den umschließenden oder innenliegenden Konstruktionsbauteilen. Die Nettogrundfläche gliedert sich in Nutzfläche NF, Verkehrsfläche VF und Funktionsfläche FF. Die Flächen von versetzbaren Trennwänden, Schrankwänden sowie von Küchen- und Bad/WC-Möbel/Apparate zählen zur Nettogrundfläche. Nicht verschließbare Wandöffnungen zählen zur Nettogrundfläche. Fensternischen zählen zur Nettogrundfläche, wenn der Fertigboden durchgehend ist. Nicht raumhohe Zwischenwände und Trennwände, mobile Einrichtungen sind im Rahmen dieser Verordnung zu\nübermessen."]
[]
[]
[]
[]
[]
[]
[]
[]
[null,"Schritt 2"]
[]
[null,"Berechnung der U-Werte","Temperaturkorrekturfaktor Fϑ"]
[]
[]
[]
[]
[]
[]
[]
[]
[]
[]
[]
[]
[]
[]
[]
[]
[]
[]
[]
[]
[]
[]
[]
[]
[]
[]
[]
[]
[]
[]
[]
[]
[]
[]
[]
[]
[]
[]
[]
[]
[]
[]
[null,null,"Temperaturkorrekturfaktor für Wärmebrücken von Bauteilen gegen unbeheizte Räume \n(rechnerischer Nachweis)"]
[]
[]
[]
[]
[]
[]
[]
[null,"Schritt 3"]
[]
[null,"Wärmebrücken","Wärmebrückenzuschlag"]
[]
[]
[]
[]
[]
[]
[]
[]
[null,"Schritt 4"]
[]
[null,"Berechnung von H'T,zul","spez. Transmissionswärmevertlust "]
[]
[]
[]
[null,null,"max. spez. Transmissionswärmeverlust"]
[]
[]
[]
[]
[]
[]
[]
[]
[]
[]
[]
[]
[]
[null,null,"Nachweis"]
[]
[]
[null,null,null,"Alternativ zu führen wenn einzelne max. U-Werte bei \nder Erweiterung eines Gebäudes unterschritten werden"]
[]
[]
[null,"Schritt 5"]
[]
[null,"Lüftungswärmeverluste","spezifischer Lüftungswärmeverlust"]
[]
[]
[]
[]
[]
[]
[]
[]
[]
[]
[]
[]
[]
[]
[]
[]
[]
[]
[]
[]
[]
[]
[]
[]
[]
[]
[]
[]
[]
[]
[]
[]
[]
[]
[]
[]
[]
[]
[]
[]
[]
[]
[]
[]
[]
[]
[]
[]
[]
[]
[]
[]
[]
[]
[]
[]
[]
[]
[]
[]
[]
[]
[]
[]
[]
[]
[]
[]
[]
[]
[]
[]
[]
[null,"Schritt 6"]
[]
[null,"solare Wäremquellen","solare Wärmegewinne"]
[]
[]
[]
[]
[]
[]
[]
[]
[]
[]
[]
[]
[]
[]
[]
[]
[]
[]
[]
[]
[]
[]
[]
[null,null,"g⊥"]
[]
[]
[]
[]
[]
[]
[]
[]
[]
[]
[null,null,"FW,i und FV,i"]
[]
[]
[]
[]
[]
[]
[]
[]
[]
[]
[]
[null,null,"Fh,i"]
[]
[]
[]
[]
[]
[]
[]
[]
[null,null,"F0,i"]
[]
[]
[]
[]
[]
[]
[]
[null,null,"Ff,i"]
[]
[]
[]
[]
[]
[]
[]
[null,null,"IS,M,r"]
[]
[]
[]
[]
[]
[]
[]
[]
[]
[]
[]
[]
[]
[]
[]
[]
[]
[]
[]
[]
[null,"Schritt 7"]
[]
[null,"interne Wärmequellen","monatliche interne Wärmegewinne"]
[]
[]
[]
[]
[]
[]
[]
[]
[]
[]
[]
[]
[]
[]
[]
[]
[]
[]
[]
[null,"Schritt 9a"]
[]
[null,"Monatsbilanzverfahren","monatliche Transmissions- und Lüftungsverluste"]
[]
[]
[]
[]
[]
[]
[]
[]
[]
[]
[]
[]
[]
[null,null,"durchschnittliche monatliche Außentemperatur"]
[]
[]
[]
[]
[]
[]
[]
[]
[]
[]
[]
[]
[]
[]
[]
[]
[null,null,"zeitlich eingeschränkte Beheizung"]
[]
[]
[]
[]
[]
[]
[]
[]
[]
[]
[]
[]
[]
[]
[]
[]
[]
[]
[]
[null,null,"Ausnutzungsgrad"]
[]
[]
[]
[]
[]
[]
[]
[]
[null,null,"Fg"]
[]
[]
[]
[]
[]
[]
[]
[]
[]
[null,"Schritt 10b"]
[]
[null,"Jahres-Primärenergiebedarf Tabelle","Warmwasserbereitung"]
[null,null,"Wärme "]
[null,null,"Kapitel 6.2, Tabelle 21 (qWW)"]
[]
[]
[]
[]
[]
[]
[]
[]
[]
[]
[]
[]
[null,null,"Kapitel 6.3.2.3 (qWW,V)"]
[null,null,"zentrale Systeme"]
[]
[]
[]
[]
[]
[]
[]
[]
[]
[]
[]
[]
[]
[]
[]
[]
[]
[]
[]
[]
[null,null,"dezentrale Systeme"]
[]
[]
[]
[]
[]
[]
[]
[]
[]
[]
[]
[]
[]
[null,null,"Kapitel 6.3.2.4 (qWW,S)"]
[]
[]
[]
[]
[]
[]
[]
[]
[]
[]
[]
[]
[]
[]
[]
[]
[]
[]
[]
[]
[]
[]
[]
[]
[]
[]
[]
[]
[]
[]
[]
[]
[]
[]
[]
[]
[]
[]
[]
[]
[]
[]
[null,null,"Kapitel 6.3.2.1 (cWW,i)"]
[]
[]
[]
[]
[]
[]
[]
[]
[]
[]
[]
[]
[]
[]
[]
[]
[]
[]
[]
[]
[]
[]
[]
[]
[]
[]
[]
[]
[]
[]
[]
[]
[]
[]
[]
[]
[]
[]
[]
[]
[]
[]
[]
[]
[null,null,"Kapitel 6.3.2.2 (eE,WW,i)"]
[]
[]
[]
[]
[]
[]
[]
[]
[]
[]
[]
[]
[]
[]
[]
[]
[]
[]
[]
[]
[]
[]
[]
[]
[]
[]
[]
[]
[]
[]
[]
[]
[]
[]
[]
[]
[]
[]
[]
[]
[]
[]
[]
[]
[]
[]
[]
[]
[]
[]
[]
[]
[]
[]
[]
[]
[]
[]
[null,null,"Kapitel 6.5 (eP,WW,i)"]
[]
[]
[]
[]
[]
[]
[]
[]
[]
[]
[]
[]
[]
[]
[]
[]
[]
[]
[]
[]
[]
[]
[null,null,"Hilfsenergie"]
[null,null,"Kapitel 6.3.2.3 (qWW,Hilf,V)"]
[null,null,"zentrale Systeme"]
[]
[]
[]
[]
[]
[]
[]
[]
[]
[]
[]
[]
[]
[]
[]
[]
[]
[]
[]
[null,null,"dezentrale Systeme"]
[]
[]
[]
[]
[]
[]
[]
[]
[]
[]
[]
[]
[]
[null,null,"Kapitel 6.3.2.4 (qWW,Hilf,S)"]
[]
[]
[]
[]
[]
[]
[]
[]
[]
[]
[]
[]
[]
[]
[]
[]
[]
[]
[]
[]
[]
[]
[]
[]
[null,null,"Kapitel 6.3.2.1 (cWW,i)"]
[]
[]
[]
[]
[]
[]
[]
[]
[]
[]
[]
[]
[]
[]
[]
[]
[]
[]
[]
[]
[]
[]
[]
[]
[]
[]
[]
[]
[]
[]
[]
[]
[]
[]
[]
[]
[]
[]
[]
[]
[]
[]
[]
[]
[null,null,"Kapitel 6.3.2.2 (qWW,Hilf,i)"]
[]
[]
[]
[]
[]
[]
[]
[]
[]
[]
[]
[]
[]
[]
[]
[]
[]
[]
[null,null,"Kapitel 6.5 (eP)"]
[]
[]
[]
[]
[]
[]
[]
[]
[]
[]
[]
[]
[]
[]
[]
[]
[]
[]
[]
[]
[]
[]
[null,null,"Lüftung"]
[null,null,"Hilfsenergie"]
[null,null,"Kapitel 5.4.1 (QHilf,L)"]
[]
[]
[]
[]
[]
[]
[]
[]
[]
[]
[]
[]
[]
[]
[]
[]
[]
[]
[]
[]
[]
[]
[]
[]
[]
[]
[]
[]
[]
[]
[]
[]
[]
[]
[]
[]
[]
[]
[]
[]
[]
[]
[]
[]
[]
[]
[]
[]
[]
[null,null,"Kapitel 6.5 (eP)"]
[]
[]
[]
[]
[]
[]
[]
[]
[]
[]
[]
[]
[]
[]
[]
[]
[]
[]
[]
[]
[]
[]
[null,null,"Heizung"]
[null,null,"Wärme"]
[null,null,"Kapitel 6.3.1.3 (qH,V)"]
[]
[]
[]
[]
[]
[]
[]
[]
[]
[]
[]
[]
[]
[]
[]
[]
[]
[]
[]
[]
[]
[]
[]
[]
[]
[]
[]
[]
[]
[]
[]
[]
[]
[]
[]
[]
[]
[]
[]
[]
[]
[]
[]
[]
[]
[]
[null,null,"dezentrale Systeme"]
[]
[]
[]
[null,null,"Kapitel 6.3.1.4 (qH,S)"]
[]
[]
[]
[]
[]
[]
[]
[]
[]
[]
[]
[]
[]
[]
[]
[]
[]
[]
[]
[]
[]
[null,null,"Kapitel 6.3.1.1 (cH)"]
[]
[]
[]
[]
[]
[]
[]
[]
[]
[]
[]
[]
[]
[]
[]
[]
[]
[]
[null,null,"Kapitel 6.3.1.2 (eH)"]
[]
[]
[]
[]
[]
[]
[]
[]
[]
[]
[]
[]
[]
[]
[]
[]
[]
[]
[]
[]
[]
[]
[]
[]
[]
[]
[]
[]
[]
[]
[]
[]
[]
[]
[]
[]
[]
[]
[]
[]
[]
[]
[]
[]
[]
[]
[]
[]
[]
[]
[]
[]
[]
[]
[]
[]
[]
[]
[]
[]
[]
[]
[]
[]
[]
[]
[]
[]
[]
[]
[]
[]
[]
[]
[]
[]
[]
[]
[]
[]
[]
[]
[null,null,"Kapitel 6.5 (eP,H,i)"]
[]
[]
[]
[]
[]
[]
[]
[]
[]
[]
[]
[]
[]
[]
[]
[]
[]
[]
[]
[]
[]
[]
[null,null,"Hilfsenergie"]
[null,null,"Kapitel 6.3.1.5 (qH,Hilf,Ü)"]
[]
[]
[]
[]
[]
[]
[null,null,"Kapitel 6.3.1.3 (qH,Hilf,V)"]
[]
[]
[]
[]
[]
[]
[]
[]
[]
[]
[]
[]
[]
[]
[]
[]
[]
[]
[]
[]
[]
[]
[]
[]
[]
[]
[]
[]
[]
[null,null,"Kapitel 6.3.1.4 (qH,Hilf,S)"]
[]
[]
[]
[]
[]
[]
[]
[]
[]
[]
[]
[]
[]
[]
[]
[]
[]
[]
[]
[]
[]
[]
[]
[null,null,"Kapitel 6.3.1.1 (cH)"]
[]
[]
[]
[]
[]
[]
[]
[]
[]
[]
[]
[]
[]
[]
[]
[]
[]
[]
[null,null,"Kapitel 6.3.1.2 (qH,Hilf,i)"]
[]
[]
[]
[]
[]
[]
[]
[]
[]
[]
[]
[]
[]
[]
[]
[]
[]
[]
[]
[]
[]
[]
[]
[]
[]
[]
[]
[]
[]
[]
[]
[]
[]
[]
[]
[]
[]
[]
[]
[]
[]
[]
[]
[]
[]
[]
[]
[]
[]
[]
[]
[]
[]
[]
[]
[]
[]
[]
[]
[]
[]
[]
[]
[]
[]
[]
[]
[]
[]
[]
[]
[]
[]
[]
[]
[]
[]
[]
[null,null,"kapitel 6.5 (eP)"]
[]
[]
[]
[]
[]
[]
[]
[]
[]
[]
[]
[]
[]
[]
[]
[]
[]
[]
[]
[]
[]
[]
[null,"Schritt 10d"]
[]
[null,"CO2-Emissionen","Umweltfaktoren eCO2 (Kapitel 6.6)"]

{"sheet":"Tabellen Frankreich","index":3,"n_rows":949,"n_cols":3,"rows_kept":949,"cut":false,"hidden":false,"merged":[[946,1,947,9],[948,1,958,1],[948,2,948,9],[752,2,752,9],[916,2,916,9],[936,1,945,1],[708,1,709,9],[934,1,935,9],[710,1,933,1],[710,2,710,9],[721,2,721,9],[911,2,911,9],[726,2,726,9],[731,2,731,9],[631,2,631,9],[522,1,523,9],[524,2,524,9],[524,1,707,1],[543,2,543,9],[548,2,548,9],[553,2,553,9],[558,2,558,9],[594,2,594,9],[401,1,402,9],[403,1,521,1],[403,2,403,9],[422,2,422,9],[404,2,421,9],[423,2,436,9],[437,2,437,9],[107,1,108,9],[109,1,143,1],[109,2,109,9],[144,1,145,9],[146,1,400,1],[146,2,146,9],[183,2,183,9],[117,2,117,9],[0,1,1,9],[2,1,81,1],[2,2,2,9],[82,1,83,9],[84,1,106,1],[84,2,84,9]]}
[null,"Schritt 1"]
[]
[null,"Flächen und Rauminhalte","beheiztes Gebäudevolumen"]
[]
[]
[]
[]
[]
[]
[]
[]
[]
[]
[]
[]
[]
[]
[]
[]
[]
[]
[]
[]
[]
[]
[]
[]
[]
[]
[]
[]
[]
[]
[]
[]
[]
[]
[]
[]
[]
[]
[]
[]
[]
[]
[]
[]
[]
[]
[]
[]
[]
[]
[]
[]
[]
[]
[]
[]
[]
[]
[]
[]
[]
[]
[]
[]
[]
[]
[]
[]
[]
[]
[]
[]
[]
[]
[]
[]
[]
[]
[]
[null,"Schritt 2"]
[]
[null,null,"Fenster"]
[]
[]
[]
[]
[]
[]
[]
[]
[]
[]
[]
[]
[]
[]
[]
[]
[]
[]
[]
[]
[]
[]
[null,"Schritt 3"]
[]
[null,"Wärmebrückenzuschlag","Ponts thermiques des liaisons"]
[]
[]
[]
[]
[]
[]
[]
[null,null,"Ratio Ψ"]
[]
[]
[]
[]
[]
[]
[]
[]
[]
[]
[]
[]
[]
[]
[]
[]
[]
[]
[]
[]
[]
[]
[]
[]
[]
[]
[null,"Schritt 4"]
[]
[null,"Berechnung von H'T,zul","Ubât"]
[]
[]
[]
[]
[]
[]
[]
[]
[]
[]
[]
[]
[]
[]
[]
[]
[]
[]
[]
[]
[]
[]
[]
[]
[]
[]
[]
[]
[]
[]
[]
[]
[]
[]
[]
[]
[null,null,"b"]
[]
[]
[]
[]
[]
[]
[]
[]
[]
[]
[]
[]
[]
[]
[]
[]
[]
[]
[]
[]
[]
[]
[]
[]
[]
[]
[]
[]
[]
[]
[]
[]
[]
[]
[]
[]
[]
[]
[]
[]
[]
[]
[]
[]
[]
[]
[]
[]
[]
[]
[]
[]
[]
[]
[]
[]
[]
[]
[]
[]
[]
[]
[]
[]
[]
[]
[]
[]
[]
[]
[]
[]
[]
[]
[]
[]
[]
[]
[]
[]
[]
[]
[]
[]
[]
[]
[]
[]
[]
[]
[]
[]
[]
[]
[]
[]
[]
[]
[]
[]
[]
[]
[]
[]
[]
[]
[]
[]
[]
[]
[]
[]
[]
[]
[]
[]
[]
[]
[]
[]
[]
[]
[]
[]
[]
[]
[]
[]
[]
[]
[]
[]
[]
[]
[]
[]
[]
[]
[]
[]
[]
[]
[]
[]
[]
[]
[]
[]
[]
[]
[]
[]
[]
[]
[]
[]
[]
[]
[]
[]
[]
[]
[]
[]
[]
[]
[]
[]
[]
[]
[]
[]
[]
[]
[]
[]
[]
[]
[]
[]
[]
[]
[]
[]
[]
[]
[]
[]
[]
[]
[]
[]
[]
[]
[]
[]
[]
[]
[]
[]
[]
[]
[]
[]
[]
[]
[]
[]
[]
[]
[]
[]
[]
[]
[]
[]
[]
[null,"Schritt 7"]
[]
[null,"interne Wärmequellen","Apports internes de chaleur liés à la présence humaine"]
[null,null,"type de bâtiments, le taux d’occupation (nombre de personnes par m²)\nd’un adulte au repos dégage une puissance de 90 W et celui d’un adulte \nen période de sommeil dégage 63 W."]
[]
[]
[]
[]
[]
[]
[]
[]
[]
[]
[]
[]
[]
[]
[]
[]
[]
[null,null,"Apports internes d’humidité liés à la présence humaine"]
[null,null,"égale à 5,7 W/m²\ninoccupation est prise égale à 1,1 W/m²"]
[]
[]
[]
[]
[]
[]
[]
[]
[]
[]
[]
[]
[]
[null,null,"Scenarios Conventionneles"]
[]
[]
[]
[]
[]
[]
[]
[]
[]
[]
[]
[]
[]
[]
[]
[]
[]
[]
[]
[]
[]
[]
[]
[]
[]
[]
[]
[]
[]
[]
[]
[]
[]
[]
[]
[]
[]
[]
[]
[]
[]
[]
[]
[]
[]
[]
[]
[]
[]
[]
[]
[]
[]
[]
[]
[]
[]
[]
[]
[]
[]
[]
[]
[]
[]
[]
[]
[]
[]
[]
[]
[]
[]
[]
[]
[]
[]
[]
[]
[]
[]
[]
[]
[]
[null,"Schritt 10c"]
[]
[null,"Nachweis","Cepmax"]
[]
[]
[]
[]
[]
[]
[]
[]
[]
[]
[]
[]
[]
[]
[]
[]
[]
[]
[null,null,"Mctype"]
[]
[]
[]
[]
[null,null,"Mcgéo"]
[]
[]
[]
[]
[null,null,"Mcalt"]
[]
[]
[]
[]
[null,null,"McGES"]
[]
[]
[]
[]
[]
[]
[]
[]
[]
[]
[]
[]
[]
[]
[]
[]
[]
[]
[]
[]
[]
[]
[]
[]
[]
[]
[]
[]
[]
[]
[]
[]
[]
[]
[]
[null,null,"Mcsurf"]
[]
[]
[]
[]
[]
[]
[]
[]
[]
[]
[]
[]
[]
[]
[]
[]
[]
[]
[]
[]
[]
[]
[]
[]
[]
[]
[]
[]
[]
[]
[]
[]
[]
[]
[]
[]
[null,null,"CEP "]
[]
[]
[]
[]
[]
[]
[]
[]
[]
[]
[]
[]
[]
[]
[]
[]
[]
[]
[]
[]
[]
[]
[]
[]
[]
[]
[]
[]
[]
[]
[]
[]
[]
[]
[]
[]
[]
[]
[]
[]
[]
[]
[]
[]
[]
[]
[]
[]
[]
[]
[]
[]
[]
[]
[]
[]
[]
[]
[]
[]
[]
[]
[]
[]
[]
[]
[]
[]
[]
[]
[]
[]
[]
[]
[]
[]
[null,"Schritt 11"]
[]
[null,"Bbio","Bbiomax"]
[]
[]
[]
[]
[]
[]
[]
[]
[]
[]
[null,null,"Bbiomaxmoyen"]
[]
[]
[]
[]
[null,null,"Mbgéo"]
[]
[]
[]
[]
[null,null,"Region"]
[]
[]
[]
[]
[]
[]
[]
[]
[]
[]
[]
[]
[]
[]
[]
[]
[]
[]
[]
[]
[null,null,"Département"]
[]
[]
[]
[]
[]
[]
[]
[]
[]
[]
[]
[]
[]
[]
[]
[]
[]
[]
[]
[]
[]
[]
[]
[]
[]
[]
[]
[]
[]
[]
[]
[]
[]
[]
[]
[]
[]
[]
[]
[]
[]
[]
[]
[]
[]
[]
[]
[]
[]
[]
[]
[]
[]
[]
[]
[]
[]
[]
[]
[]
[]
[]
[]
[]
[]
[]
[]
[]
[]
[]
[]
[]
[]
[]
[]
[]
[]
[]
[]
[]
[]
[]
[]
[]
[]
[]
[]
[]
[]
[]
[]
[]
[]
[]
[]
[]
[]
[]
[]
[]
[]
[]
[]
[]
[]
[]
[]
[]
[]
[]
[]
[]
[]
[]
[]
[]
[]
[]
[]
[]
[]
[]
[]
[]
[]
[]
[]
[]
[]
[]
[]
[]
[]
[]
[]
[]
[]
[]
[]
[]
[]
[]
[]
[]
[]
[]
[]
[]
[]
[]
[]
[]
[]
[]
[]
[]
[]
[]
[null,null,"Mbalt"]
[]
[]
[]
[]
[null,null,"Mbsurf"]
[]
[]
[]
[]
[]
[]
[]
[]
[]
[]
[]
[]
[]
[]
[]
[]
[]
[null,"Schritt 12"]
[]
[null,"Tic"]
[]
[]
[]
[]
[]
[]
[]
[]
[]
[null,"Allgemein"]
[]
[null,"Allgemein","Gebäudestruktur"]

{"sheet":"Tabellen Belgien","index":4,"n_rows":4974,"n_cols":22,"rows_kept":4974,"cut":false,"hidden":false,"merged":[[3380,2,3380,9],[3399,2,3399,9],[3643,2,3643,9],[3649,2,3649,9],[3435,2,3435,9],[3475,2,3475,9],[3499,2,3499,9],[3517,2,3517,9],[3624,2,3624,9],[32,1,852,1],[853,1,854,9],[855,1,1611,1],[1612,1,1613,9],[0,1,1,9],[2,1,29,1],[30,1,31,9],[2,2,2,9],[32,2,32,9],[67,2,67,9],[85,2,85,9],[128,2,128,9],[464,2,464,9],[785,2,785,9],[494,2,494,9],[495,2,495,9],[499,2,499,9],[589,2,589,9],[666,2,666,9],[740,2,740,9],[153,2,153,9],[154,2,154,9],[262,2,262,9],[263,2,263,9],[2226,2,2226,9],[2244,2,2244,9],[2681,2,2682,9],[2683,2,2683,9],[2513,1,2514,9],[2515,1,2678,1],[2515,2,2516,9],[2517,2,2517,9],[2588,2,2588,9],[2603,2,2603,9],[1614,1,1627,1],[798,2,798,9],[807,2,807,9],[1614,2,1614,9],[855,2,855,9],[868,2,868,9],[1196,2,1196,9],[1213,2,1213,9],[1214,2,1214,9],[1239,2,1239,9],[1251,2,1251,9],[1552,2,1552,9],[1007,2,1007,9],[1041,2,1041,9],[1049,2,1049,9],[1050,2,1050,9],[1051,2,1051,9],[1061,2,1061,9],[1082,2,1082,9],[1096,2,1096,9],[1104,2,1104,9],[1116,2,1116,9],[1130,2,1130,9],[1138,2,1138,9],[1781,2,1781,9],[1792,2,1792,9],[1802,2,1802,9],[2038,2,2038,9],[2189,2,2189,9],[2202,2,2202,9],[2053,2,2053,9],[2054,2,2054,9],[2084,2,2084,9],[2136,2,2136,9],[2137,2,2137,9],[2151,2,2151,9],[2166,2,2166,9],[1804,3,1804,8],[2040,3,2040,8],[2191,3,2191,8],[3910,2,3910,9],[3912,2,3912,9],[3971,2,3971,9],[3977,2,3977,9],[3911,2,3911,9],[2679,1,2680,9],[2681,1,4859,1],[2710,2,2710,9],[2729,2,2729,9],[2734,2,2734,9],[2781,2,2781,9],[2820,2,2820,9],[2887,2,2887,9],[2912,2,2912,9],[2934,2,2934,9],[3074,2,3074,9],[3231,2,3231,9],[3174,2,3174,9],[3752,2,3752,9],[3844,2,3844,9],[3259,2,3259,9],[3295,2,3295,9],[3359,2,3359,9],[4024,2,4024,9],[4025,2,4025,9],[4039,2,4039,9],[4088,2,4088,9],[4126,2,4126,9],[3978,2,3978,9],[4002,2,4002,9],[4009,2,4009,9],[4021,2,4022,9],[4023,2,4023,9],[4250,2,4250,9],[4263,2,4263,9],[4287,2,4287,9],[4309,2,4309,9],[4391,2,4391,9],[4127,2,4127,9],[4145,2,4145,9],[4198,2,4198,9],[4199,2,4199,9],[4222,2,4222,9],[4529,2,4529,9],[4552,2,4552,9],[4564,2,4565,9],[4566,2,4566,9],[4567,2,4567,9],[4458,2,4458,9],[4488,2,4488,9],[4498,2,4498,9],[4519,2,4519,9],[4665,2,4665,9],[4681,2,4681,9],[4703,2,4703,9],[4718,2,4718,9],[4728,2,4728,9],[4581,2,4581,9],[4598,2,4598,9],[4599,2,4599,9],[4645,2,4646,9],[4647,2,4647,9],[4739,2,4739,9],[4860,1,4861,9],[4862,1,4986,1],[4862,2,4862,9],[4863,2,4863,9],[4880,2,4880,9],[4897,2,4897,9],[4921,2,4921,9],[4941,2,4941,9],[4959,2,4959,9],[4973,2,4973,9],[4779,2,4780,9],[4781,2,4781,9],[4849,2,4849,9],[4751,2,4751,9],[1263,2,1263,9],[1264,2,1264,9],[1846,2,1846,9],[1854,2,1854,9],[1872,2,1872,9],[1906,2,1906,9],[1949,2,1949,9],[2006,2,2006,9],[289,2,289,9],[437,2,437,9],[887,2,887,9],[888,2,888,9],[899,2,899,9],[900,2,900,9],[910,2,910,9],[1628,1,1629,9],[1630,1,2512,1],[1630,2,1630,9],[1654,2,1654,9],[1662,2,1662,9],[1695,2,1695,9],[1728,2,1728,9],[1747,2,1747,9],[2487,2,2487,9]]}
[null,"Schritt 4"]
[]
[null,"Berechnung von HT","Wärmetransferkoefizient für Transmission"]
[]
[]
[]
[]
[]
[]
[]
[]
[]
[]
[]
[]
[]
[]
[]
[]
[]
[]
[]
[]
[]
[]
[]
[]
[]
[]
[]
[null,"Schritt 5"]
[]
[null,"Lüftungswärmeverluste","Wärmetransferkoeffizient für Lüftung"]
[]
[]
[]
[]
[]
[]
[]
[]
[]
[]
[]
[]
[]
[]
[]
[]
[]
[]
[]
[]
[]
[]
[]
[]
[]
[]
[]
[]
[]
[]
[]
[]
[]
[]
[null,null,"Koeffizient der Wärmeverluste durch Infiltration und Exfiltration"]
[]
[]
[]
[]
[]
[]
[]
[]
[]
[]
[]
[]
[]
[]
[]
[]
[]
[null,null,"Luftstrom der Infiltartion und Exfiltration"]
[]
[]
[]
[]
[]
[]
[]
[]
[]
[]
[]
[]
[]
[]
[]
[]
[]
[]
[]
[]
[]
[]
[]
[]
[]
[]
[]
[]
[]
[]
[]
[]
[]
[]
[]
[]
[]
[]
[]
[]
[]
[]
[null,null,"Koeffizient der Wärmeverluste durch Hygienelüftung"]
[]
[]
[]
[]
[]
[]
[]
[]
[]
[]
[]
[]
[]
[]
[]
[]
[]
[]
[]
[]
[]
[]
[]
[]
[null,null,"Annexe B Volumenstrom der Hygienelüftung"]
[null,null,"B.2 Reduktionsfaktor für Vorwärmung"]
[]
[]
[]
[]
[]
[]
[]
[]
[]
[]
[]
[]
[]
[]
[]
[]
[]
[]
[]
[]
[]
[]
[]
[]
[]
[]
[]
[]
[]
[]
[]
[]
[]
[]
[]
[]
[]
[]
[]
[]
[]
[]
[]
[]
[]
[]
[]
[]
[]
[]
[]
[]
[]
[]
[]
[]
[]
[]
[]
[]
[]
[]
[]
[]
[]
[]
[]
[]
[]
[]
[]
[]
[]
[]
[]
[]
[]
[]
[]
[]
[]
[]
[]
[]
[]
[]
[]
[]
[]
[]
[]
[]
[]
[]
[]
[]
[]
[]
[]
[]
[]
[]
[]
[]
[]
[]
[]
[null,null,"B.3 Vorkühlung der Lüflungluft"]
[null,null,"B.3.1 Berechnungsregel"]
[]
[]
[]
[]
[]
[]
[]
[]
[]
[]
[]
[null,null,null,null,null,null,null,null,null,null,null,null,null,"Erde/Wasser - Wärmepumpe"]
[]
[]
[null,null,null,null,null,null,null,null,null,null,null,null,null,"Kühlung durch Verdunstung"]
[]
[]
[]
[]
[]
[]
[]
[]
[]
[]
[null,null,"B.3.2 Erde/Wasser-Wärmepumpe"]
[]
[]
[]
[]
[]
[]
[]
[]
[]
[]
[]
[]
[]
[]
[]
[]
[]
[]
[]
[]
[]
[]
[]
[]
[]
[]
[]
[]
[]
[]
[]
[]
[]
[]
[]
[]
[]
[]
[]
[]
[]
[]
[]
[]
[]
[]
[]
[]
[]
[]
[]
[]
[]
[]
[]
[]
[]
[]
[]
[]
[]
[]
[]
[]
[]
[]
[]
[]
[]
[]
[]
[]
[]
[]
[]
[]
[]
[]
[]
[]
[]
[]
[]
[]
[]
[]
[]
[]
[]
[]
[]
[]
[]
[]
[]
[]
[]
[]
[]
[]
[]
[]
[]
[]
[]
[]
[]
[]
[]
[]
[]
[]
[]
[]
[]
[]
[]
[]
[]
[]
[]
[]
[]
[]
[]
[]
[]
[]
[]
[]
[]
[]
[]
[]
[]
[]
[]
[]
[]
[]
[]
[]
[]
[]
[]
[]
[]
[null,null,"B.3.3 Kühlung durch Verdunstung"]
[]
[]
[]
[]
[]
[]
[]
[]
[]
[]
[]
[]
[]
[]
[]
[]
[]
[]
[]
[]
[]
[]
[]
[]
[]
[]
[null,null,"Volumenstrom der Hygienelüftung"]
[]
[]
[]
[]
[]
[]
[]
[]
[]
[]
[]
[]
[]
[]
[]
[]
[]
[]
[]
[]
[]
[]
[]
[]
[]
[]
[]
[]
[]
[null,null,"Annexe B Volumenstrom der Hygienelüftung"]
[null,null,"B.1 Bestimmung des Multiplikationsfaktors msec i für den Volumenstrom",null,null,null,null,null,null,null,null,null,null,"Natürliche Lüftung"]
[null,null,null,null,null,null,null,null,null,null,null,null,null,"Mechansiche Zuluftanlage"]
[null,null,null,null,null,null,null,null,null,null,null,null,null,"Mechanische Abluftanlage"]
[null,null,null,null,null,null,null,null,null,null,null,null,null,"Mechanische Zu- und Abluftanlage"]
[null,null,"B.1.1 Natürliche Lüftung"]
[]
[]
[]
[]
[]
[]
[]
[]
[]
[]
[]
[]
[]
[]
[]
[]
[]
[]
[]
[]
[]
[]
[]
[]
[]
[]
[]
[]
[]
[]
[]
[]
[]
[]
[]
[]
[]
[]
[]
[]
[]
[]
[]
[]
[]
[]
[]
[]
[]
[]
[]
[]
[]
[]
[]
[]
[]
[]
[]
[]
[]
[]
[]
[]
[]
[]
[]
[]
[]
[]
[]
[]
[]
[]
[]
[]
[]
[]
[]
[]
[]
[]
[]
[]
[]
[]
[]
[]
[]
[null,null,"B.1.2 Mechanische Zuluftanlagen"]
[]
[]
[]
[]
[]
[]
[]
[]
[]
[]
[]
[]
[]
[]
[]
[]
[]
[]
[]
[]
[]
[]
[]
[]
[]
[]
[]
[]
[]
[]
[]
[]
[]
[]
[]
[]
[]
[]
[]
[]
[]
[]
[]
[]
[]
[]
[]
[]
[]
[]
[]
[]
[]
[]
[]
[]
[]
[]
[]
[]
[]
[]
[]
[]
[]
[]
[]
[]
[]
[]
[]
[]
[]
[]
[]
[]
[null,null,"B.1.3 Mechanische Abluftanlagen"]
[]
[]
[]
[]
[]
[]
[]
[]
[]
[]
[]
[]
[]
[]
[]
[]
[]
[]
[]
[]
[]
[]
[]
[]
[]
[]
[]
[]
[]
[]
[]
[]
[]
[]
[]
[]
[]
[]
[]
[]
[]
[]
[]
[]
[]
[]
[]
[]
[]
[]
[]
[]
[]
[]
[]
[]
[]
[]
[]
[]
[]
[]
[]
[]
[]
[]
[]
[]
[]
[]
[]
[]
[]
[null,null,"B.1.4 Mechanische Zu- und Abluftanlagen"]
[]
[]
[]
[]
[]
[]
[]
[]
[]
[]
[]
[]
[]
[]
[]
[]
[]
[]
[]
[]
[]
[]
[]
[]
[]
[]
[]
[]
[]
[]
[]
[]
[]
[]
[]
[]
[]
[]
[]
[]
[]
[]
[]
[]
[null,null,"Koeffizient der Wärmeverluste durch Überlüftung"]
[]
[]
[]
[]
[]
[]
[]
[]
[]
[]
[]
[]
[null,null,"Koeffizient der Lüftungswärmeverluste durch manuelles Öffnen der Fenster"]
[]
[]
[]
[]
[]
[]
[]
[]
[null,null,"Luftvolumenstrom mit Korrektur zur Berücksichtigung des manuellen Öffnens der Fenster"]
[]
[]
[]
[]
[]
[]
[]
[]
[]
[]
[]
[]
[]
[]
[]
[]
[]
[]
[]
[]
[]
[]
[]
[]
[]
[]
[]
[]
[]
[]
[]
[]
[]
[]
[]
[]
[]
[]
[]
[]
[]
[]
[]
[]
[]
[null,"Schritt 6"]
[]
[null,"solare Wärmequellen","Monatlicher Solargewinn"]
[]
[]
[]
[]
[]
[]
[]
[]
[]
[]
[]
[]
[null,null,"Solargewinn durch ein Fenster"]
[]
[null,null,null,null,null,null,null,null,null,null,null,null,null,"Sonneneinstahlung auf unverschattete Fläche"]
[]
[null,null,null,null,null,null,null,null,null,null,null,null,null,"Sonneneinstrahlung mit verschattung ≤ 60°"]
[]
[null,null,null,null,null,null,null,null,null,null,null,null,null,"Sonneneinstahlung mit verschattung > 60°"]
[]
[]
[]
[]
[]
[]
[]
[]
[]
[]
[]
[]
[null,null,"Annexe C Monatliche Sonneneinstrahlung"]
[null,null,"Standartwerte"]
[]
[]
[]
[]
[]
[]
[]
[]
[]
[]
[null,null,"C.3 Monatliche Sonneneinstrahlung auf einer unverschatteten Fläche"]
[null,null,"C.3.1 Gesamtsonneneinstrahlung"]
[]
[]
[]
[]
[]
[]
[]
[]
[]
[null,null,"C.3.2 Direkte Sonneneinstrahlung"]
[]
[]
[]
[]
[]
[]
[]
[]
[]
[]
[]
[]
[]
[]
[]
[]
[]
[]
[]
[]
[]
[]
[]
[]
[]
[]
[]
[]
[]
[]
[]
[]
[]
[]
[]
[]
[]
[]
[]
[]
[]
[]
[]
[]
[]
[]
[]
[]
[]
[]
[]
[]
[]
[]
[]
[]
[]
[]
[]
[]
[]
[]
[]
[]
[]
[]
[]
[]
[]
[]
[]
[]
[]
[]
[]
[]
[]
[]
[]
[]
[]
[]
[]
[]
[]
[]
[]
[]
[]
[]
[]
[]
[]
[]
[]
[]
[null,null,"C.3.3 Diffuse Sonneneinstrahlung"]
[]
[]
[]
[]
[]
[]
[]
[]
[]
[]
[]
[]
[]
[]
[]
[]
[]
[]
[]
[]
[]
[]
[]
[]
[]
[]
[]
[]
[]
[]
[]
[]
[null,null,null,null,null," "]
[null,null,"C.3.4 Reflektierte Sonneneinstrahlung"]
[]
[]
[]
[]
[]
[]
[]
[null,null,"C.4 Monatliche Sonneneinstrahlung auf einer verschatteten Fläche"]
[null,null,"C.4.1 αh ≤ 60°"]
[null,null,"C.4.1.1 Gesamtsonneneinstrahlung"]
[]
[]
[]
[]
[]
[]
[]
[]
[]
[null,null,"C.4.1.2 Direkte Sonneneinstrahlung"]
[]
[]
[]
[]
[]
[]
[]
[]
[]
[]
[]
[]
[]
[]
[]
[]
[]
[]
[]
[]
[null,null,"C.4.1.3 Diffuse Sonneneinstrahlung"]
[]
[]
[]
[]
[]
[]
[]
[]
[]
[]
[]
[]
[]
[null,null,"C.4.1.4 Reflektierte Sonneneinstrahlung"]
[]
[]
[]
[]
[]
[]
[]
[null,null,"C.4.2 Verbauungswinkel αh ˃ 60°"]
[]
[]
[]
[]
[]
[]
[]
[]
[]
[]
[]
[null,null,"C.4.2.1 Sonneneinstrahlung"]
[]
[]
[]
[]
[]
[]
[]
[]
[]
[]
[]
[]
[]
[null,null,"C.4.2.2 Beschattungsfaktor"]
[]
[]
[]
[]
[]
[]
[]
[null,null,"C.4.2.3 Beschattungsfaktor durch benachbarte Hindernisse mit einem Verbauungswinkel von 60°"]
[]
[]
[]
[]
[]
[]
[]
[]
[]
[]
[]
[]
[]
[]
[]
[]
[]
[]
[]
[]
[]
[]
[]
[]
[]
[]
[]
[]
[]
[]
[]
[]
[]
[]
[]
[]
[]
[]
[]
[]
[]
[]
[]
[]
[]
[]
[]
[]
[]
[]
[]
[]
[]
[]
[]
[]
[]
[null,null,"Monatlicher Solarfaktor gm,j eines Fensters"]
[]
[null,null,null,null,null,null,null,null,null,null,null,null,null,"Sonnenschutz in der Fensterebene"]
[]
[null,null,null,null,null,null,null,null,null,null,null,null,null,"Sonnenschutz nicht in der Fensterebene"]
[]
[]
[]
[]
[]
[]
[]
[]
[]
[]
[]
[]
[null,null,"Reduktionsfaktor Fc für Sonnenschutz"]
[null,null,"Sonnenschutz in der Fensterebene "]
[]
[]
[]
[]
[]
[]
[]
[]
[]
[]
[]
[]
[]
[]
[]
[]
[]
[]
[]
[]
[]
[]
[]
[]
[null,null,"Nicht in der Fensterebene liegender Sonnenschutz"]
[]
[]
[]
[]
[]
[]
[]
[]
[]
[]
[]
[null,null,"Monatlicher Nutzungsfaktor ac,m"]
[]
[]
[]
[]
[null,null,null,null,null,null,null,null,null,null,null,null,null,"Tabelle C1"]
[]
[null,null,null,null,null,null,null,null,null,null,null,null,null,"Tabelle C2"]
[]
[null,null,null,null,null,null,null,null,null,null,null,null,null,"Tabelle C3"]
[]
[]
[null,null,"Annexe C Monatliche Sonneneinstrahlung"]
[null,null,"Nutzungsfaktor ac,m,j"]
[]
[]
[]
[]
[]
[]
[]
[]
[]
[]
[]
[]
[]
[]
[]
[]
[]
[]
[]
[]
[]
[]
[]
[]
[]
[]
[]
[]
[]
[]
[]
[]
[]
[]
[]
[]
[]
[]
[]
[]
[]
[]
[]
[]
[]
[]
[]
[]
[]
[]
[]
[]
[]
[]
[]
[]
[]
[]
[]
[]
[]
[]
[]
[]
[]
[]
[]
[]
[]
[]
[]
[]
[]
[]
[]
[]
[]
[]
[]
[]
[]
[]
[]
[]
[]
[]
[]
[]
[]
[]
[]
[]
[]
[]
[]
[]
[]
[]
[]
[]
[]
[]
[]
[]
[]
[]
[]
[]
[]
[]
[]
[]
[]
[]
[]
[]
[]
[]
[]
[]
[]
[]
[]
[]
[]
[]
[]
[]
[]
[]
[]
[]
[]
[]
[]
[]
[]
[]
[]
[]
[]
[]
[]
[]
[]
[]
[]
[]
[]
[]
[]
[]
[]
[]
[]
[]
[]
[]
[]
[]
[]
[]
[]
[]
[]
[]
[]
[]
[]
[]
[]
[]
[]
[]
[]
[]
[]
[]
[]
[]
[]
[]
[]
[]
[]
[]
[]
[]
[]
[]
[]
[]
[]
[]
[]
[]
[]
[]
[]
[]
[]
[]
[]
[]
[]
[]
[]
[]
[]
[]
[]
[]
[]
[]
[]
[]
[]
[]
[]
[]
[]
[]
[]
[]
[]
[]
[]
[]
[]
[]
[]
[]
[]
[]
[]
[]
[]
[]
[]
[]
[]
[]
[]
[]
[]
[]
[]
[]
[]
[]
[]
[]
[]
[]
[]
[]
[]
[]
[]
[]
[]
[]
[]
[]
[]
[]
[]
[]
[]
[]
[]
[]
[]
[]
[]
[]
[]
[]
[]
[]
[]
[]
[]
[]
[]
[]
[]
[null,null,"Solargewinn durch ein unbelüftetes System zur passiven Nutzung von Solarenergie"]
[]
[]
[]
[]
[]
[]
[]
[]
[]
[]
[]
[]
[]
[]
[]
[]
[]
[]
[]
[]
[]
[]
[]
[]
[]
[]
[]
[]
[]
[]
[]
[]
[]
[]
[]
[]
[]
[]
[]
[]
[]
[]
[]
[]
[]
[]
[]
[]
[]
[]
[]
[]
[]
[]
[]
[]
[]
[]
[]
[null,"Schritt 7"]
[]
[null,"interne Wärmequellen","Monatlicher interner Wärmegewinn"]
[]
[]
[]
[]
[]
[]
[]
[]
[]
[]
[]
[]
[]
[null,"Schritt 9a"]
[]
[null,"Monatsbilanzverfahren","Monatliche Transmissions- und Lüftungswärmeverluste"]
[]
[]
[]
[]
[]
[]
[]
[]
[]
[]
[]
[]
[]
[]
[]
[]
[]
[]
[]
[]
[]
[]
[]
[null,null,"Monatlicher Wärmegewinn durch Sonneneinstrahlung und interne Wärmeerzeugung"]
[]
[]
[]
[]
[]
[]
[]
[null,null,"Nutzungsanteil des monatlichen Wärmegewinns"]
[]
[]
[]
[]
[]
[]
[]
[]
[]
[]
[]
[]
[]
[]
[]
[]
[]
[]
[]
[]
[]
[]
[]
[]
[]
[]
[]
[]
[]
[]
[]
[]
[null,null,"effektive Wärmekapazität"]
[]
[]
[]
[]
[]
[]
[]
[]
[]
[]
[]
[]
[]
[]
[]
[]
[]
[]
[]
[]
[]
[]
[]
[]
[]
[]
[]
[]
[]
[]
[]
[]
[null,null,"Monatlicher Nettoenergiebedarf für Raumheizung pro Energiezone (Nutzungswärmebedarf)"]
[]
[]
[]
[]
[]
[]
[]
[]
[]
[]
[]
[]
[]
[]
[]
[]
[]
[]
[null,null,"Monatlicher Nettoenergiebedarf für Warmwasserbereitung"]
[]
[]
[]
[]
[]
[]
[]
[]
[]
[]
[]
[]
[]
[]
[]
[]
[]
[]
[]
[]
[]
[]
[]
[]
[]
[]
[]
[]
[]
[]
[]
[]
[]
[null,null,"Monatlicher Bruttoenergiebedarf für Raumheizung"]
[]
[]
[]
[]
[]
[]
[]
[]
[]
[]
[null,null,"Durchschnittlicher monatlicher Systemwirkungsgrad"]
[null,null,null,null,null,null,null,null,null,null,null,"Vereinfachter Ansatz",null,"detaillierte Berechnungsverfahren"]
[]
[null,null,null,null,null,null,null,null,null,null,null,null,null,null,null,"Heizkörper",null,null,"Fußbodenheizung",null,null,"Wandheizung"]
[]
[]
[]
[]
[]
[]
[null,null,"Abgabewirkungsgrad ηem,heat,sec i,m"]
[]
[null,null,null,"VEREINFACHTER ANSATZ GEMÄß TABELLE [6]"]
[]
[]
[]
[]
[]
[]
[]
[]
[]
[]
[]
[]
[]
[]
[]
[]
[]
[]
[]
[]
[]
[]
[]
[]
[]
[]
[]
[]
[]
[]
[]
[]
[]
[]
[]
[]
[]
[]
[]
[]
[]
[null,null,"Annexe D Abgabewirkungsgrad"]
[]
[]
[]
[]
[]
[]
[]
[null,null,"D.1 Standardbetriebsdauer eines Wärmeabgabesystems"]
[]
[]
[]
[]
[]
[]
[]
[]
[]
[]
[]
[]
[]
[]
[]
[]
[]
[null,null,"D.2 Durchschnittstemperatur des Wassers im Wärmeabgabekreis"]
[]
[]
[]
[]
[]
[]
[]
[]
[]
[]
[]
[]
[]
[]
[]
[]
[]
[]
[]
[]
[]
[]
[]
[]
[]
[]
[]
[]
[]
[]
[]
[]
[]
[null,null,"D.3 Heizkörper"]
[]
[]
[]
[]
[]
[]
[]
[]
[]
[]
[]
[]
[]
[]
[]
[]
[]
[]
[]
[]
[]
[]
[]
[]
[]
[]
[]
[]
[]
[]
[]
[]
[]
[]
[]
[]
[]
[]
[]
[]
[]
[]
[null,null,"D.4 Fußbodenheizung"]
[]
[]
[]
[]
[]
[]
[]
[]
[]
[]
[]
[]
[]
[]
[]
[]
[]
[]
[]
[]
[]
[]
[]
[]
[]
[]
[]
[]
[]
[]
[]
[]
[]
[]
[]
[]
[]
[]
[]
[]
[]
[]
[]
[]
[]
[]
[]
[]
[]
[]
[]
[]
[]
[]
[]
[]
[null,null,"D.5 Wandheizung"]
[]
[]
[]
[]
[]
[]
[]
[]
[]
[]
[]
[]
[]
[]
[]
[]
[]
[]
[]
[]
[]
[]
[]
[]
[]
[]
[]
[]
[]
[]
[]
[null,null,"Verteilungswirkungsgrad ηdistr,heat,sec i,m"]
[]
[null,null,null,"VEREINFACHTER ANSATZ GEMÄß TABELLE [7]"]
[]
[]
[]
[]
[]
[]
[]
[]
[]
[]
[]
[]
[null,null,"Annexe E Verteilungsverluste"]
[null,null,"E.1 Verteilungswirkungsgrad"]
[]
[]
[]
[]
[]
[]
[]
[]
[]
[]
[]
[]
[]
[]
[]
[]
[]
[]
[]
[]
[]
[]
[]
[]
[]
[]
[]
[]
[]
[null,null,"E.2 Wärmeverlustedurch das Wärmeverteilungsnetz"]
[]
[]
[]
[null,null,null,null,null,null,null,null,null,null,null,null,"Rohre"]
[]
[null,null,null,null,null,null,null,null,null,null,null,null,"Kanäle"]
[]
[null,null,null,null,null,null,null,null,null,null,null,null,"Erdverlegte Leitungen"]
[]
[]
[]
[]
[]
[]
[]
[]
[]
[]
[]
[]
[]
[]
[]
[]
[]
[]
[]
[]
[]
[]
[]
[]
[]
[]
[]
[]
[]
[]
[]
[]
[]
[]
[]
[]
[]
[]
[]
[]
[]
[]
[]
[null,null,"E.3 Bestimmung des längenbezogenen Wärmedurchlasswiderstands"]
[null,null,"E.3.1 Leitungen und Rohre"]
[]
[]
[]
[]
[]
[]
[]
[]
[]
[]
[]
[]
[]
[null,null,"E.3.2 Kanäle"]
[]
[]
[]
[]
[]
[]
[]
[]
[]
[]
[]
[]
[]
[]
[null,null,"E.3.3 Erdverlegte Leitungen"]
[]
[]
[]
[]
[]
[]
[]
[]
[]
[]
[]
[]
[]
[]
[]
[]
[]
[]
[]
[]
[]
[]
[null,null,"Speicherwirkungsgrad ηstor,heat,sec i,m"]
[]
[null,null,null,"VEREINFACHTER ANSATZ GEMÄß TABELLE [8]"]
[]
[]
[]
[]
[]
[]
[]
[]
[]
[]
[null,null,"Monatlicher Bruttoenergiebedarf für Warmwasserbereitung"]
[]
[]
[]
[]
[]
[]
[]
[]
[]
[]
[]
[]
[]
[]
[]
[]
[]
[]
[]
[]
[]
[]
[]
[null,null,"Systemwirkungsgrad der Warmwasserbereitung"]
[]
[]
[]
[]
[]
[]
[]
[]
[]
[]
[]
[]
[]
[]
[]
[]
[]
[null,null,"Beitrag der Wasserleitung"]
[]
[]
[]
[]
[]
[]
[]
[]
[]
[]
[]
[]
[]
[]
[]
[]
[]
[]
[]
[]
[]
[]
[]
[]
[]
[]
[]
[]
[]
[]
[]
[]
[]
[]
[]
[]
[]
[]
[]
[]
[null,null,null,null,null,null,null,null,null,null,null,null,null,"Fall1"]
[]
[null,null,null,null,null,null,null,null,null,null,null,null,null,"Fall2"]
[]
[null,null,null,null,null,null,null,null,null,null,null,null,null,"Fall3"]
[]
[]
[]
[]
[]
[]
[]
[]
[]
[]
[]
[]
[]
[]
[]
[]
[]
[]
[]
[]
[]
[]
[]
[]
[]
[]
[]
[]
[]
[]
[]
[]
[]
[]
[]
[]
[]
[]
[]
[]
[]
[]
[]
[]
[]
[]
[]
[]
[]
[]
[]
[]
[]
[]
[]
[]
[]
[]
[]
[]
[]
[]
[]
[]
[]
[]
[]
[]
[]
[]
[]
[]
[]
[]
[]
[]
[]
[]
[]
[]
[]
[]
[]
[]
[]
[]
[]
[]
[]
[]
[]
[]
[]
[]
[]
[]
[]
[]
[]
[]
[]
[]
[]
[]
[]
[]
[]
[]
[]
[]
[]
[]
[]
[]
[]
[]
[]
[]
[]
[]
[]
[]
[]
[]
[]
[]
[]
[]
[]
[]
[]
[]
[]
[]
[]
[]
[]
[]
[]
[]
[]
[]
[]
[]
[]
[]
[]
[]
[]
[]
[]
[]
[]
[]
[]
[]
[]
[]
[]
[]
[]
[]
[]
[]
[]
[]
[]
[]
[]
[]
[]
[]
[]
[]
[]
[]
[]
[]
[]
[]
[]
[]
[]
[]
[]
[]
[]
[]
[]
[]
[]
[]
[]
[]
[]
[]
[]
[null,null,"Tabelle 1"]
[]
[]
[]
[]
[]
[]
[]
[]
[]
[]
[]
[]
[]
[]
[]
[]
[]
[]
[]
[]
[]
[]
[]
[]
[]
[null,"Schritt 9b"]
[]
[null,null,"Überhitzungsgefahr und Kühlung"]
[]
[null,null,"Bestimmung des Indikators für die Überhitzungsgefahr"]
[]
[]
[]
[]
[]
[]
[]
[]
[]
[]
[]
[]
[]
[]
[]
[]
[]
[]
[]
[]
[]
[]
[]
[]
[]
[]
[]
[]
[]
[]
[]
[]
[]
[]
[]
[]
[]
[]
[]
[]
[]
[]
[]
[]
[]
[]
[]
[]
[]
[]
[]
[]
[]
[]
[]
[]
[]
[]
[]
[]
[]
[]
[]
[]
[]
[]
[]
[]
[]
[]
[null,null,"Konventionelle Wahrscheinlichkeit für den Einbau einer Kühlung"]
[]
[]
[]
[]
[]
[]
[]
[]
[]
[]
[]
[]
[]
[]
[null,null,"Kühlung"]
[]
[]
[]
[]
[]
[]
[]
[]
[]
[]
[]
[]
[]
[]
[]
[]
[]
[]
[]
[]
[]
[]
[]
[]
[]
[]
[]
[]
[]
[]
[]
[]
[]
[]
[]
[]
[]
[]
[]
[]
[]
[]
[]
[]
[]
[]
[]
[]
[]
[]
[]
[]
[]
[]
[]
[]
[]
[]
[]
[]
[]
[]
[]
[]
[]
[]
[]
[]
[]
[]
[]
[]
[]
[]
[]
[null,"Schritt 10b"]
[]
[null,"Jahres-Primärenergiebedarf Tabelle","Endenergieverbrauch für Heizung, Warmwasserbereitung und Kühlung"]
[]
[null,null,"Monatlicher Endenergieverbrauch für Raumheizung"]
[null,null,"Hauptwärmeerzeuger "]
[]
[null,null,null,null,null,null,null,null,null,null,null,null,null,"Wärmeerzeuger, die keine Wärmepumpen sind"]
[]
[null,null,null,null,null,null,null,null,null,null,null,null,null,"elektrische Wärmepumpen nach EU-Verordnung"]
[null,null,"Nebenwärmeerzeuger"]
[null,null,null,null,null,null,null,null,null,null,null,null,null,"elektrische Wärmepumpen"]
[]
[null,null,null,null,null,null,null,null,null,null,null,null,null,"Gas-Wärmepumpen nach EU-Verordnung"]
[]
[null,null,null,null,null,null,null,null,null,null,null,null,null,"Gas-Wärmepumpen"]
[]
[]
[]
[null,null,null,null,null,null,null,null,null,null,null,"Raumheizung und Warmwasserbereitung"]
[]
[null,null,null,null,null,null,null,null,null,null,null,null,null,"Vereinfachter Ansatz"]
[]
[null,null,null,null,null,null,null,null,null,null,null,null,null,"Ausführliche Berechnung"]
[]
[null,null,null,null,null,null,null,null,null,null,null,"Solarthermie aussließlich für Warmwasser"]
[]
[null,null,null,null,null,null,null,null,null,null,null,null,null,"Vereinfachter Ansatz"]
[]
[null,null,null,null,null,null,null,null,null,null,null,null,null,"Ausführliche Berechnung"]
[]
[null,null,"fheat,m,pref"]
[]
[]
[]
[]
[]
[]
[]
[]
[]
[]
[]
[]
[]
[]
[]
[]
[]
[]
[null,null,"xm"]
[]
[]
[null,null,null,null,null,null,null," "]
[]
[null,null,"Weder Kraft-Wärmekopplung noch Wärmepumpe"]
[]
[]
[]
[]
[]
[]
[]
[]
[]
[]
[]
[]
[]
[]
[]
[]
[]
[]
[]
[]
[]
[]
[]
[]
[]
[]
[]
[]
[]
[]
[]
[]
[]
[]
[]
[]
[]
[]
[]
[]
[]
[]
[]
[]
[]
[]
[null,null,"Kraft-Wärmekopplung"]
[]
[]
[]
[]
[]
[]
[]
[]
[]
[]
[]
[]
[]
[]
[]
[]
[]
[]
[]
[]
[]
[]
[]
[]
[]
[]
[]
[]
[]
[]
[]
[]
[]
[]
[]
[]
[]
[]
[null,null,"Wärmepumpe"]
[]
[]
[]
[]
[]
[]
[]
[]
[]
[]
[]
[]
[]
[]
[]
[]
[]
[]
[]
[]
[]
[]
[]
[]
[]
[]
[]
[]
[]
[]
[]
[]
[]
[]
[]
[]
[]
[]
[]
[]
[]
[]
[]
[]
[]
[]
[]
[]
[]
[]
[]
[]
[]
[]
[]
[]
[]
[]
[]
[]
[]
[]
[]
[]
[]
[]
[null,null,"XHP"]
[]
[]
[]
[]
[]
[]
[]
[]
[]
[]
[]
[]
[]
[]
[]
[]
[]
[]
[]
[]
[]
[]
[]
[]
[null,null,"fheat,m,npref"]
[]
[]
[]
[]
[]
[]
[]
[]
[]
[]
[]
[]
[]
[]
[]
[]
[]
[]
[]
[]
[]
[null,null,"Erzeugungswirkungsgrad von Wärmeerzeugern, die keine Wärmepumpen sind"]
[]
[]
[]
[]
[]
[]
[]
[]
[]
[]
[]
[]
[]
[]
[]
[]
[]
[]
[]
[]
[]
[]
[]
[]
[]
[]
[]
[]
[]
[]
[]
[]
[]
[]
[]
[]
[]
[]
[]
[]
[]
[]
[]
[]
[]
[]
[]
[]
[]
[]
[]
[]
[]
[]
[]
[]
[]
[]
[]
[]
[]
[]
[]
[]
[]
[]
[]
[]
[]
[]
[]
[]
[]
[]
[]
[]
[]
[]
[]
[]
[]
[]
[]
[]
[]
[]
[]
[]
[]
[]
[]
[]
[]
[]
[]
[]
[]
[]
[]
[]
[]
[]
[]
[]
[]
[]
[]
[]
[]
[]
[]
[]
[]
[]
[]
[]
[]
[]
[]
[]
[]
[]
[]
[]
[]
[]
[]
[]
[]
[]
[]
[]
[]
[]
[]
[]
[]
[]
[]
[null,null,"Erzeugungswirkungsgrad elektrischer Wärmepumpen"]
[]
[]
[]
[]
[]
[]
[]
[]
[]
[]
[]
[]
[]
[]
[]
[]
[]
[]
[]
[]
[]
[]
[]
[]
[]
[]
[]
[]
[]
[]
[]
[]
[]
[]
[]
[]
[]
[]
[]
[]
[]
[]
[]
[]
[]
[]
[]
[]
[]
[]
[]
[]
[]
[]
[]
[]
[]
[]
[]
[]
[]
[]
[]
[]
[]
[]
[]
[]
[]
[]
[]
[]
[]
[]
[]
[]
[]
[]
[]
[]
[]
[]
[]
[]
[]
[]
[]
[]
[]
[]
[]
[]
[]
[]
[]
[]
[]
[]
[]
[null,null,"SCOPon und fϴ,em"]
[]
[]
[]
[]
[]
[]
[]
[]
[]
[]
[]
[]
[]
[]
[]
[]
[]
[]
[]
[]
[]
[]
[]
[]
[]
[]
[]
[]
[]
[]
[]
[]
[]
[]
[]
[]
[]
[]
[]
[]
[]
[]
[]
[]
[]
[]
[]
[]
[]
[]
[]
[]
[]
[]
[]
[]
[null,null,"fϴ,source"]
[]
[]
[]
[]
[]
[]
[]
[]
[]
[]
[]
[]
[]
[]
[]
[]
[]
[]
[]
[]
[]
[]
[]
[]
[]
[]
[]
[null,null,"Erzeugungswirkungsgrad elektrischer Wärmepumpen"]
[]
[]
[]
[]
[]
[]
[]
[]
[]
[]
[]
[]
[]
[]
[]
[]
[]
[]
[]
[]
[]
[]
[]
[]
[]
[]
[]
[]
[]
[]
[]
[]
[]
[]
[]
[null,null,"COPtest"]
[]
[]
[]
[]
[]
[]
[]
[]
[]
[]
[]
[]
[]
[]
[]
[]
[]
[]
[]
[]
[]
[]
[]
[]
[]
[]
[]
[]
[]
[]
[]
[]
[]
[]
[]
[]
[]
[]
[]
[]
[]
[]
[]
[]
[]
[]
[]
[]
[]
[]
[]
[]
[]
[]
[]
[]
[]
[]
[]
[]
[]
[]
[]
[null,null,"fϴ,heat"]
[]
[]
[]
[]
[]
[]
[]
[]
[]
[]
[]
[]
[]
[]
[]
[]
[]
[]
[]
[]
[null,null,"fΔθ"]
[]
[]
[]
[]
[]
[]
[]
[]
[]
[]
[]
[]
[]
[]
[]
[]
[]
[]
[null,null,"fpumps"]
[]
[]
[]
[]
[]
[]
[]
[]
[]
[]
[]
[]
[]
[]
[]
[]
[]
[]
[]
[]
[]
[]
[]
[]
[]
[]
[]
[]
[]
[]
[]
[]
[]
[]
[]
[null,null,"fAHU"]
[]
[]
[]
[]
[]
[]
[]
[]
[]
[]
[]
[]
[]
[]
[]
[]
[]
[]
[]
[]
[]
[]
[]
[]
[]
[]
[]
[]
[]
[]
[]
[]
[]
[]
[]
[]
[]
[]
[]
[null,null,"Erzeugungswirkungsgrad von Gas-Wärmepumpen"]
[]
[]
[]
[]
[]
[]
[]
[]
[]
[]
[]
[]
[]
[]
[]
[]
[]
[]
[]
[]
[]
[]
[]
[null,null,"Ppumps,gasHP,j"]
[]
[]
[]
[]
[]
[]
[]
[]
[]
[]
[]
[]
[]
[]
[]
[]
[]
[null,null,"SGUEinst"]
[]
[]
[]
[]
[]
[]
[]
[]
[]
[]
[]
[]
[]
[]
[]
[]
[]
[]
[]
[]
[]
[]
[]
[]
[]
[]
[]
[]
[]
[]
[]
[]
[]
[]
[]
[]
[]
[]
[]
[]
[]
[]
[]
[]
[]
[]
[]
[]
[]
[]
[]
[]
[]
[]
[]
[]
[]
[]
[]
[]
[]
[]
[]
[]
[]
[]
[]
[]
[]
[]
[]
[]
[]
[]
[]
[]
[]
[]
[]
[]
[]
[]
[]
[]
[]
[]
[]
[]
[]
[]
[]
[]
[]
[]
[]
[]
[]
[]
[]
[]
[]
[]
[]
[]
[]
[]
[null,null,"SAEFheat"]
[]
[]
[]
[]
[]
[]
[]
[]
[]
[]
[]
[]
[]
[]
[]
[]
[]
[]
[null,null,"Erzeugungswirkungsgrad von Gas-Wärmepumpen"]
[]
[]
[]
[]
[]
[null,null,"Monatlicher Endenergieverbrauch für Warmwasserbereitung"]
[]
[]
[]
[]
[null,null,null,null,null,null,null,null,null,null,null,null,null,"nach Verordnung"]
[]
[null,null,null,null,null,null,null,null,null,null,null,null,null,"nicht nach Verordnung"]
[]
[null,null,null,null,null,null,null,null,null,null,null,"Raumheizung und Warmwasserbereitung"]
[]
[null,null,null,null,null,null,null,null,null,null,null,null,null,null,"Vereinfachter Ansatz"]
[]
[null,null,null,null,null,null,null,null,null,null,null,null,null,null,"Ausführliche Berechnung"]
[]
[null,null,null,null,null,null,null,null,null,null,null,"Solarthermie ausschließlich für Warmwasser"]
[]
[null,null,null,null,null,null,null,null,null,null,null,null,null,null,"Vereinfachter Ansatz"]
[]
[null,null,null,null,null,null,null,null,null,null,null,null,null,null,"Ausführliche Berechnung"]
[]
[]
[]
[]
[]
[]
[]
[]
[]
[]
[]
[]
[]
[]
[]
[]
[]
[]
[]
[]
[]
[]
[]
[]
[]
[]
[]
[]
[]
[]
[]
[]
[]
[]
[]
[]
[]
[]
[]
[]
[]
[]
[]
[]
[]
[]
[]
[]
[]
[]
[]
[]
[]
[]
[]
[]
[]
[]
[]
[]
[]
[]
[]
[]
[]
[]
[]
[]
[]
[]
[]
[]
[]
[]
[]
[]
[]
[]
[]
[]
[]
[]
[]
[null,null,"Erzeugungswirkungsgrad und Speicherwirkungsgrad der Warmwasserbereitung (nach Verordnung)"]
[]
[]
[]
[]
[]
[]
[]
[]
[]
[]
[]
[]
[]
[]
[]
[]
[]
[]
[]
[]
[]
[]
[]
[]
[]
[]
[]
[]
[]
[]
[]
[]
[]
[]
[]
[]
[]
[]
[]
[]
[]
[]
[]
[]
[]
[]
[]
[]
[]
[]
[]
[]
[]
[]
[]
[]
[]
[]
[]
[]
[]
[]
[]
[]
[]
[]
[]
[]
[]
[]
[]
[]
[]
[]
[]
[]
[]
[]
[]
[]
[]
[]
[]
[]
[]
[]
[]
[]
[]
[]
[]
[null,null,"Erzeugungswirkungsgrad und Speicherwirkungsgrad der Warmwasserbereitung (Verordnung gilt nicht)"]
[]
[]
[]
[]
[]
[]
[]
[]
[]
[]
[]
[]
[]
[]
[]
[]
[]
[]
[]
[]
[]
[]
[]
[]
[]
[]
[]
[]
[]
[]
[]
[]
[]
[]
[]
[]
[]
[]
[]
[]
[]
[]
[]
[]
[]
[]
[]
[]
[]
[]
[]
[]
[]
[]
[]
[]
[]
[]
[]
[]
[]
[]
[]
[]
[]
[null,null,"Monatlicher Nutzenergiebeitrag eines Solarthermiesystems"]
[null,null,"Raumheizung und Warmwasserbereitung"]
[null,null,"Vereinfachter Ansatz"]
[]
[]
[]
[]
[]
[]
[]
[]
[]
[]
[]
[]
[]
[]
[]
[]
[]
[]
[]
[]
[]
[]
[]
[]
[]
[]
[]
[]
[]
[]
[]
[]
[]
[]
[]
[]
[]
[]
[]
[]
[]
[]
[]
[]
[]
[]
[]
[]
[]
[]
[]
[]
[]
[]
[]
[]
[]
[]
[null,null,"Ausführliche Berechnung"]
[]
[]
[]
[]
[]
[null,null,"Solarthermie ausschließlich für Warmwasser "]
[null,null,"Vereinfachter Ansatz"]
[]
[]
[]
[]
[]
[]
[]
[]
[]
[]
[]
[]
[]
[]
[]
[]
[]
[]
[]
[]
[]
[]
[]
[null,null,"Ausführliche Berechnung"]
[]
[]
[]
[]
[]
[]
[null,null,"Äquivalenter monatlicher Energieverbrauch für Kühlung"]
[]
[]
[]
[]
[]
[]
[]
[]
[]
[]
[]
[null,null,"Monatlicher Energieverbrauch der Hilfsaggregate"]
[]
[null,null,"Monatlicher Energieverbrauch für die Hilfsfunktionen"]
[null,null,"Hilfsstromverbrauch für die Verteilung"]
[null,null,"Rechenregel zur Ermittlung des Hilfsenergieverbrauchs für die Verteilung"]
[]
[]
[]
[]
[]
[]
[]
[]
[]
[]
[]
[]
[]
[null,null,"Ermittlung der installierten Leistung"]
[]
[]
[]
[]
[]
[]
[]
[]
[]
[]
[]
[]
[]
[]
[]
[]
[]
[]
[]
[]
[]
[]
[]
[]
[]
[]
[]
[]
[]
[]
[]
[]
[]
[]
[]
[]
[]
[]
[]
[]
[]
[]
[]
[]
[]
[]
[]
[]
[null,null,"Ermittlung der Betriebszeit"]
[]
[]
[]
[]
[]
[]
[]
[]
[]
[]
[]
[]
[]
[]
[]
[]
[]
[]
[]
[]
[]
[]
[]
[]
[]
[]
[]
[]
[]
[]
[]
[]
[]
[]
[]
[]
[]
[null,null,"Hilfsstrom der Erzeugung"]
[null,null,"Rechenregel für die Ermittlung der elektrischen Hilfsenergie des Erzeugungssystems"]
[]
[]
[]
[]
[]
[]
[]
[]
[]
[]
[]
[]
[]
[]
[]
[]
[]
[null,null,"Definition des monatlichen Stromverbrauchs von Gasventilen und/oder Ventilatoren"]
[]
[]
[]
[]
[]
[]
[]
[]
[]
[]
[]
[]
[]
[]
[]
[]
[]
[]
[]
[]
[]
[]
[]
[]
[]
[]
[]
[]
[]
[]
[]
[]
[]
[]
[]
[]
[]
[]
[]
[]
[]
[]
[]
[]
[]
[]
[]
[]
[]
[]
[]
[]
[null,null,"Monatlicher Stromverbrauch der Ventilatoren"]
[null,null,"Monatlicher Stromverbrauch der Ventilatoren - vereinfachtes Verfahren (Verfahren 1)"]
[]
[]
[]
[]
[]
[]
[]
[]
[]
[]
[]
[]
[]
[]
[]
[]
[]
[]
[]
[]
[]
[]
[null,null,"Standartberechnungswert für die elektrische Leistung im Lüftungsmodus"]
[]
[]
[]
[]
[]
[]
[]
[]
[]
[]
[]
[]
[]
[]
[]
[]
[]
[]
[]
[]
[]
[]
[]
[]
[]
[]
[]
[null,null,"Standartberechnungswert für die elektrische Leistung im Heizmodus"]
[]
[]
[]
[]
[]
[]
[]
[]
[]
[]
[]
[]
[null,null,"Bestimmung des konventionellen monatlichen Zeitanteils, in dem die Ventilatoren im Lüftungs- oder im\n Heizmodus betrieben werden"]
[]
[]
[]
[]
[]
[]
[]
[]
[]
[]
[]
[]
[]
[]
[]
[]
[]
[]
[]
[]
[]
[]
[]
[null,null,"Monatlicher Stromverbrauch der Ventilatoren - ausführliche Berechnung"]
[]
[]
[]
[]
[]
[]
[]
[]
[]
[]
[]
[]
[]
[]
[]
[]
[]
[]
[]
[]
[]
[null,null,"Berechnungswert der elektrischen Leistung im Lüftungsmodus"]
[]
[]
[]
[]
[]
[]
[]
[]
[]
[]
[]
[]
[]
[]
[]
[]
[]
[]
[]
[]
[]
[]
[]
[]
[]
[]
[]
[]
[]
[]
[]
[]
[]
[]
[]
[]
[]
[]
[]
[]
[]
[]
[]
[]
[]
[]
[]
[]
[]
[]
[]
[]
[]
[]
[]
[]
[]
[]
[]
[]
[]
[]
[]
[]
[]
[]
[]
[]
[]
[]
[]
[]
[]
[]
[]
[]
[]
[]
[]
[]
[]
[null,null,"Bestimmung des Verhältnisses der Volumenströme am repräsentativen Betriebspunkt und in Nennstellung"]
[]
[]
[]
[]
[]
[]
[]
[]
[]
[]
[]
[]
[]
[]
[]
[]
[]
[]
[]
[]
[]
[]
[]
[]
[]
[]
[]
[]
[]
[]
[]
[]
[]
[]
[]
[]
[]
[]
[]
[]
[]
[]
[]
[]
[]
[]
[]
[]
[]
[]
[]
[]
[]
[]
[]
[]
[]
[]
[]
[]
[]
[]
[]
[]
[]
[]
[null,null,"Reduktionsfaktor für die Art der Volumenstromregelung (und Bedarfslüftung)"]
[]
[]
[]
[]
[]
[]
[]
[]
[]
[]
[]
[]
[]
[]
[]
[]
[]
[]
[]
[]
[]
[]
[]
[]
[]
[]
[]
[]
[]
[null,null,"Berechnungswert der elektrischen Leistung im Heizmodus"]
[]
[]
[]
[]
[]
[]
[]
[]
[]
[null,null,"Bestimmung des konventionellen monatlichen Zeitanteils, in dem die Ventilatoren im Lüftungs- oder im\n Heizmodus betrieben werden"]
[]
[]
[]
[]
[]
[]
[]
[]
[]
[]
[]
[]
[]
[]
[]
[]
[]
[]
[]
[]
[null,null,"Monatlicher Stromverbrauch für Zuluftvorkühlung"]
[]
[]
[]
[]
[]
[]
[]
[]
[]
[null,null,"Monatlicher Stromverbrauch der Erde/Wasser-Wärmepumpe"]
[]
[]
[]
[]
[]
[]
[]
[]
[]
[]
[]
[]
[]
[]
[]
[]
[]
[]
[]
[]
[]
[]
[null,null,"Monatlicher Stromverbrauch für Kühlung durch Verdunstung"]
[]
[]
[]
[]
[]
[]
[]
[]
[]
[]
[]
[null,null,"Monatliche Stromerzeugung mit lokalen PV-Anlagen und lokalen KWK-Anlagen"]
[]
[null,null,"Photovoltaikanlagen"]
[null,null,"Berechnung"]
[]
[]
[]
[]
[]
[]
[]
[]
[]
[]
[]
[]
[]
[null,null,"Korrekturfaktor für die Verschattung"]
[]
[]
[]
[]
[]
[]
[]
[]
[]
[]
[]
[]
[]
[]
[]
[]
[null,null,"Kraft-Wärme-Kopplung"]
[null,null,"Stromerzeugung"]
[]
[]
[]
[]
[]
[]
[]
[]
[]
[]
[]
[]
[]
[]
[]
[]
[]
[]
[]
[]
[]
[]
[]
[]
[]
[]
[]
[]
[]
[]
[]
[]
[]
[]
[]
[]
[]
[]
[]
[]
[]
[]
[]
[]
[]
[null,null,"Primärenergieverbrauch"]
[]
[null,null,"Charakteristischer Jahresverbrauch an Primärenergie"]
[]
[]
[]
[]
[]
[]
[]
[]
[]
[]
[]
[]
[]
[]
[]
[]
[]
[null,null,"Primärenergieverbrauch für Raumheizung"]
[]
[]
[]
[]
[]
[]
[]
[]
[]
[]
[]
[]
[]
[]
[]
[null,null,"Primärenergieverbrauch für Warmwasserbereitung"]
[]
[]
[]
[]
[]
[]
[]
[]
[]
[]
[]
[]
[]
[]
[]
[]
[]
[]
[]
[]
[]
[null,null,"Primärenergieverbrauch von Hilfsaggregaten"]
[]
[]
[]
[]
[]
[null,null,null,null,null,null,null,null,null,null,null,null,null,"vereinfachtes Verfahren"]
[]
[null,null,null,null,null,null,null,null,null,null,null,null,null,"ausführliche Berechnung"]
[]
[]
[]
[]
[]
[]
[null,null,"Äquivalenter Primärenergieverbrauch für Kühlung"]
[]
[]
[]
[]
[]
[]
[]
[]
[]
[null,null,"Primärenergieeinsparung durch Stromerzeugung mit PV-Anlage"]
[]
[]
[]
[]
[]
[]
[]
[]
[]
[]
[null,null,"Primärenergieeinsparung durch Stromerzeugung mit einer lokalen KWK-Anlage"]
[]
[]
[]
[]
[]
[]
[]
[]
[]
[]
[]
[null,null,"Annexe F Festgelegte Faktoren für verschiedene Energieträger"]
[]
[]
[]
[]
[]
[]
[]
[]
[]
[]
[]
[]
[]
[]
[]
[]
[]
[]
[]
[]
[]
[]
[]
[]
[]
[]
[]
[null,null,"Indikatoren des Primärenergieverbrauchs"]
[]
[null,null,"Primärenergieverbrauchswert"]
[]
[]
[]
[]
[]
[]
[]
[]
[]
[]
[]
[]
[]
[]
[]
[]
[]
[]
[]
[]
[]
[]
[]
[]
[]
[]
[]
[]
[]
[]
[]
[]
[]
[]
[]
[]
[]
[]
[]
[]
[]
[]
[]
[]
[]
[]
[]
[]
[]
[]
[]
[]
[]
[]
[]
[]
[]
[]
[]
[]
[]
[]
[]
[]
[]
[]
[]
[null,null,"Spezifischer jährlicher Primärenergieverbrauch"]
[]
[]
[]
[]
[]
[]
[]
[]
[]
[]
[null,"Schritt 10d"]
[]
[null,"CO2-Emissionen","CO2-Emissionen"]
[null,null,"Charakteristische jährliche CO2-Emission"]
[]
[]
[]
[]
[]
[]
[]
[]
[]
[]
[]
[]
[]
[]
[]
[]
[null,null,"Monatliche CO2-Emission durch Raumheizung"]
[]
[]
[]
[]
[]
[]
[]
[]
[]
[]
[]
[]
[]
[]
[]
[]
[null,null,"Monatliche CO2-Emission durch Warmwasserbereitung"]
[]
[]
[]
[]
[]
[]
[]
[]
[]
[]
[]
[]
[]
[]
[]
[]
[]
[]
[]
[]
[]
[]
[]
[null,null,"Monatliche CO2-Emission durch den Energieverbrauch von Hilfsaggregaten"]
[]
[]
[]
[]
[]
[]
[]
[]
[]
[]
[]
[]
[]
[]
[]
[]
[]
[]
[]
[null,null,"Monatliche CO2-Emission durch Kühlung"]
[]
[]
[]
[]
[]
[]
[]
[]
[]
[]
[]
[]
[]
[]
[]
[]
[]
[null,null,"Monatlich vermiedene CO2-Emission durch Stromerzeugung mit einer lokalen PV-Anlage"]
[]
[]
[]
[]
[]
[]
[]
[]
[]
[]
[]
[]
[]
[null,null,"Monatlich vermiedene CO2-Emission durch Stromerzeugung mit einer lokalen KWK-Anlage"]